## research-equipment-and-faciliti
ID | Type | Name | Description | Related Facility ID for Uniquip | Technique | Location | Contact name | Contact telephone | Contact URL | Contact Email | Secondary Contact Name | Secondary Contact Telephone | Secondary Contact URL | Secondary Contact Email | Photo | Department | Site Location | Building | Service Level | Web Address
| equipment | ABSciex Triple TOF 5600 | nLC-MSMS for Proteomics | tdi-mass-spec-laboratory | Mass Spectrometry (MS) | https://en.wikipedia.org/wiki/Headington | Roman Fischer |  |  | roman.fischer@ndm.ox.ac.uk | Benedikt Kessler |  |  | benedikt.kessler@ndm.ox.ac.uk |  | NDM- Target Discovery Institute | Headington
| equipment | Agilent 6460 Triple Quadrupole | HPLC MS, MRM | tdi-mass-spec-laboratory | Gas / Liquid Chromatography - Mass Spectrometry (GC-MS / LC-MS) | https://en.wikipedia.org/wiki/Headington | Benedikt Kessler |  |  | benedikt.kessler@ndm.ox.ac.uk | Roman Fischer |  |  | roman.fischer@ndm.ox.ac.uk |  | NDM- Target Discovery Institute | Headington
| equipment | Agilent 7200 QTOF | Agilent 7890B Gas chromatograph, Agilent 7200 Accurate Mass QTOF Agilent GC Sampler 120 | mass-spectrometry-research-facility | Mass Spectrometry (MS) | https://en.wikipedia.org/wiki/Oxford | James McCullagh |  |  | james.mccullagh@chem.ox.ac.uk | [5 empty] | Department of Chemistry | Oxford Science Area
| equipment | Agilent Cary 4000 | Cary 4000 UV Vis spectrometer with optional Pike Veemac diffuse IR accessory. Wavelength range 175-900 nm with ± 0.08 nm accuracy. Cell can be used under vacuum or with hydrogen or argon gases and is temperature controlled from -150 to +500 °C. | surface-analysis-facility | Surface Analysis | https://en.wikipedia.org/wiki/Oxford | Robert Jacobs |  |  | robert.jacobs@chem.ox.ac.uk | [5 empty] | Department of Chemistry | Oxford Science Area
| equipment | Agilent Cary 60 | UV-Vis w/ silicon diode detector; 80 Hz pulsed Xenon source; Solid film holder; Peltier thermostat; Fibre coupler | centre-for-advanced-electron-spin-resonance | Spectroscopy | https://en.wikipedia.org/wiki/Oxford | Will Myers |  |  | william.myers@chem.ox.ac.uk | Christiane Timmel |  |  | christiane.timmel@chem.ox.ac.uk |  | Department of Chemistry | Oxford Science Area
| equipment | Agilent TapeStation 2200 | Automated nucleic acid fragment analysis for sample and sequencing library quality control | wellcome-trust-palaeogenomics-and-bio-archaeology-research-network | Genetic Techniques | https://en.wikipedia.org/wiki/Oxford | Kristina Tabbada |  |  | kristina.tabbada@arch.ox.ac.uk | [5 empty] | Archaeology | Oxford Science Area
| equipment | Agilent TapeStation 4150 | Automated nucleic acid fragment analysis for sample and sequencing library quality control | wellcome-trust-palaeogenomics-and-bio-archaeology-research-network | Genetic Techniques | https://en.wikipedia.org/wiki/Oxford | Kristina Tabbada |  |  | kristina.tabbada@arch.ox.ac.uk | [5 empty] | Archaeology | Oxford Science Area
| equipment | Aglient 6560 with 1290 LC system | HPLC MS with ion mobility for small molecule analysis | tdi-mass-spec-laboratory | Mass Spectrometry (MS) | https://en.wikipedia.org/wiki/Headington | Benedikt Kessler |  |  | benedikt.kessler@ndm.ox.ac.uk | Roman Fischer |  |  | roman.fischer@ndm.ox.ac.uk |  | NDM- Target Discovery Institute | Headington
| equipment | Amnis ImageStreamX MkII | This machine enables users to take a high resolution picture of every single event and overlay flow data with microscopy pictures. This cytometer is essential if you are interested in changes in morphology of cells, the co-localisation of structures within cells, or the translocation of structures within cells. | don-mason-facility-flow-cytometry | Flow Cytometry | https://en.wikipedia.org/wiki/Oxford | Robert Hedley |  |  | robert.hedley@path.ox.ac.uk | [5 empty] | Dunn School of Pathology | Oxford Science Area
| equipment | Arcotronics Web Coater | Roll-to-roll coating facility onto flexible substrates up to 350mm wide, and webspeeds of up to 5m/s | polymer-processing | Materials Processing | https://en.wikipedia.org/wiki/Begbroke | Hazel Assender |  |  | hazel.assender@materials.ox.ac.uk | [5 empty] | Department of Materials | Begroke
| equipment | Atik Cameras Ltd Opus Apollo IRR camera | High resolution infrared reflectogram imaging used to capture transmission of pigments at different wavelengths. Useful for investigating underdrawings and underpaintings. Requires training. | ashmolean-conservation-facility | Imaging | https://en.wikipedia.org/wiki/Oxford | Kelly Domoney |  |  | kelly.domoney@ashmus.ox.ac.uk | Daniel Bone |  |  | daniel.bone@ashmus.ox.ac.uk |  | Ashmolean Museum | City Centre
| equipment | BD Biosciences BD FACSAria Fusion 5 Laser System | BD FACSAria Fusion 5 Laser System | flow-cytometry-facility-chg | Flow Cytometry | https://en.wikipedia.org/wiki/Headington |  |  |  | flow@well.ox.ac.uk | [5 empty] | NDM - WTCHG | Headington
| equipment | BD Biosciences BD LSRFortessa X20 | BD LSRFortessa X20 | flow-cytometry-facility-chg | Flow Cytometry | https://en.wikipedia.org/wiki/Headington |  |  |  | flow@well.ox.ac.uk | [5 empty] | NDM - WTCHG | Headington
| equipment | BD FACSAria Fusion | The fusion of safety, performance and sorting, the BD FACSAria Fusion is a state-of-the-art flow cytometer combining sorting capabilities with best-in-class biosafety expertise for a comprehensive advanced cell sorter and biosafety solution. | don-mason-facility-flow-cytometry | Flow Cytometry | https://en.wikipedia.org/wiki/Oxford | Robert Hedley |  |  | robert.hedley@path.ox.ac.uk | [5 empty] | Dunn School of Pathology | Oxford Science Area
| equipment | BD FACSAria Fusion with Biological Safety Hood | 18-colour digital fluorescence activated high-speed cell sorter | flow-cytometry-analysis-and-cell-sorting-jenner-institute | Flow Cytometry | https://en.wikipedia.org/wiki/Headington | Andrew Worth |  |  | andrew.worth@ndm.ox.ac.uk | [5 empty] | NDM - Jenner Institute | Headington
| equipment | BD FACSAria III | The BD FACSAria III is a revolutionary cell sorter known for superior multicolour performance across a range of research applications. | don-mason-facility-flow-cytometry | Flow Cytometry | https://en.wikipedia.org/wiki/Oxford | Robert Hedley |  |  | robert.hedley@path.ox.ac.uk | [5 empty] | Dunn School of Pathology | Oxford Science Area
| equipment | BD LSR Fortessa X20 | 18-colour digital flow analyser | flow-cytometry-analysis-and-cell-sorting-jenner-institute | Flow Cytometry | https://en.wikipedia.org/wiki/Headington | Andrew Worth |  |  | andrew.worth@ndm.ox.ac.uk | [5 empty] | NDM - Jenner Institute | Headington
| equipment | BD LSRFortessa X20 | BD Fortessa X20 is a state-of-the-art analyser capable of analysing a high number of parameters at speeds of up to 10,000 cells per second. | don-mason-facility-flow-cytometry | Flow Cytometry | https://en.wikipedia.org/wiki/Oxford | Robert Hedley |  |  | robert.hedley@path.ox.ac.uk | [5 empty] | Dunn School of Pathology | Oxford Science Area
| equipment | BD LSRII (Blue / Red / Violet Lasers) | 15-colour digital flow analyser | flow-cytometry-analysis-and-cell-sorting-jenner-institute | Flow Cytometry | https://en.wikipedia.org/wiki/Headington | Andrew Worth |  |  | andrew.worth@ndm.ox.ac.uk | [5 empty] | NDM - Jenner Institute | Headington
| equipment | BD LSRII (Blue / Red / Violet Lasers) | Capable of measuring up to 8 fluorescent parameters in addition to FSC and SSC. | flow-cytometry-facility-kennedy-institute-of-rheumatology | Flow Cytometry | https://en.wikipedia.org/wiki/Headington | Jonathan Webber |  |  | jonathan.webber@kennedy.ox.ac.uk | [5 empty] | Kennedy Institute of Rheumatology | Headington
| equipment | Beaglehole Instruments Picometer Ellipsometer | Spectroscopic and Single-Wavelength Ellipsometry. Optically flat surfaces are essential. The sensitivity is usually shot noise limited, and typically is equivalent to an ellipticity of about 10??, or to a polarisation angle of 10?³ degrees at a time constant of 1 sec. | surface-analysis-facility | Surface Analysis | https://en.wikipedia.org/wiki/Oxford | Robert Jacobs |  |  | robert.jacobs@chem.ox.ac.uk | [5 empty] | Department of Chemistry | Oxford Science Area
| equipment | Becton Dickinson Aria III | 4 laser, B/R/YG/V, 14 fluorescent, sterile samples only | flow-cytometry-facility-kennedy-institute-of-rheumatology | Flow Cytometry | https://en.wikipedia.org/wiki/Headington | Jonathan Webber |  |  | jonathan.webber@kennedy.ox.ac.uk | [5 empty] | Kennedy Institute of Rheumatology | Headington
| equipment | Becton Dickinson LSR fortessa (Blue / Yellow-green / Red / Violet Lasers) | 4 laser, B/R/YG/V, 16 fluorescent, low availability to externals | flow-cytometry-facility-kennedy-institute-of-rheumatology | Flow Cytometry | https://en.wikipedia.org/wiki/Headington | Jonathan Webber |  |  | jonathan.webber@kennedy.ox.ac.uk | [5 empty] | Kennedy Institute of Rheumatology | Headington
| equipment | Bio-Rad FTS-6000 | ATR, PMIRRAS and IRAS. For IRAS/PMIRRAS the samples must be optically flat. | surface-analysis-facility | Surface Analysis | https://en.wikipedia.org/wiki/Oxford | Robert Jacobs |  |  | robert.jacobs@chem.ox.ac.uk | [5 empty] | Department of Chemistry | Oxford Science Area
| equipment | Bio-Rad ProteOn XPR36 Protein Interaction Array System | For high throughput screening: can analyze up to 36 different protein interactions in a single run, on a single chip. | spr-facility | Biomolecular Interaction Analysis | https://en.wikipedia.org/wiki/Oxford | Omer Dushek |  |  | spr@path.ox.ac.uk | [5 empty] | Dunn School of Pathology | Oxford Science Area
| equipment | Bio-Rad PT7125 Barrel Plasma Etcher | A 150 W, 13.56 MHz cylindrical plasma chamber designed to produce an isotropic etch. | surface-analysis-facility | Surface Analysis | https://en.wikipedia.org/wiki/Oxford | Robert Jacobs |  |  | robert.jacobs@chem.ox.ac.uk | [5 empty] | Department of Chemistry | Oxford Science Area
| equipment | BioRad X200 | digital droplet PCR | james-and-lillian-martin-centre-for-stem-cell-research | Stem Cell Technology | https://en.wikipedia.org/wiki/Oxford | Sally Cowley |  |  | sally.cowley@path.ox.ac.uk | [5 empty] | Dunn School of Pathology | Oxford Science Area
| equipment | Blue Scientific Ltd Combined Hydra XRF/XRD | Combined open beam XRF/XRD for elemental and structural analysis of single analysis spots using two detectors. For use on objects of any size. Partially portable. For use by trained workers who have undertaken University basic radiation open source training under the direction of University employees with Radiation Protection Supervisor status. | ashmolean-conservation-facility | Spectroscopy | https://en.wikipedia.org/wiki/Oxford | Kelly Domoney |  |  | kelly.domoney@ashmus.ox.ac.uk | Daniel Bone |  |  | daniel.bone@ashmus.ox.ac.uk |  | Ashmolean Museum | City Centre
| equipment | Blue Scientific Ltd Crono ARTAX XRF | Open beam mapping XRF system used for establishing elemental distributions across the surface of flat objects and elemental spot analyses on non-flat surfaces. Partially portable, but can only be used in areas that have been risk assessed by the University's RPO and in accordance with radiation local rules. For use by trained workers who have undertaken University basic radiation open source training under the direction of University employees with Radiation Protection Supervisor status. | ashmolean-conservation-facility | Spectroscopy | https://en.wikipedia.org/wiki/Oxford | Kelly Domoney |  |  | kelly.domoney@ashmus.ox.ac.uk | Daniel Bone |  |  | daniel.bone@ashmus.ox.ac.uk |  | Ashmolean Museum | City Centre
| equipment | Bruker AXSD8 ADVANCE | To determine layer thickness (between 0.5 and 400 nm), density and roughness (between 0 and 2 nm) with about 1% accuracy, independently of each other. The minimum sample size is 20 mm by 10 mm. | surface-analysis-facility | Surface Analysis | https://en.wikipedia.org/wiki/Oxford | Robert Jacobs |  |  | robert.jacobs@chem.ox.ac.uk | [5 empty] | Department of Chemistry | Oxford Science Area
| equipment | Bruker BioSpin 11.7T vertical bore MRI system (AVANCE 500) | 11.7 T (500 MHz) vertical bore MRI System. In vivo and in vitro imaging and spectroscopy capability for small animals (<500 g) and high resolution (>50 µm depending on sample / application) imaging of fixed samples. | preclinical-imaging-facilities | Magnetic Resonance Imaging | https://en.wikipedia.org/wiki/Oxford |  |  |  | imaging@dpag.ox.ac.uk | [5 empty] | Physiology, Anatomy and Genetics | Oxford Science Area
| equipment | Bruker BioSpin ElexSys E580 | X/Q-band pulse/cw spectrometer. At X-band: microwave frequency ~ 10 GHz; temperature 2–300 K; magnetic field 0-1.55 T; and four resonators. (Super High Sensitivity and High Sensitivity Probe Heads and three Pulsed Resonators; 2 mm Split Ring (MS3), 4 mm Dielectric (MD4) resonator with ENDOR capability and 5 mm Dielectric (MD5) resonator.) At Q-band: microwave frequency ~ 34 GHz; temperature 3.8-300 K; magnetic field 0-1.55 T; the resonator has capability for ENDOR. | centre-for-advanced-electron-spin-resonance | Spectroscopy | https://en.wikipedia.org/wiki/Oxford | Will Myers |  |  | william.myers@chem.ox.ac.uk | Christiane Timmel |  |  | christiane.timmel@chem.ox.ac.uk |  | Department of Chemistry | Oxford Science Area
| equipment | Bruker BioSpin ElexSys E680 | X/W-band pulse/cw spectrometer. At X-band: microwave frequency ~ 10 GHz; temperature 2–300 K; magnetic field 0-1.55 T; and five resonators. (Two CW Resonators; Super High Sensitivity and High Sensitivity Probe Heads and three Pulsed Resonators; 3 mm Split Ring (MS3), 4 mm Dielectric (MD4) resonator with ENDOR capability and 5 mm Dielectric (MD5) resonator.) At W-band: microwave frequency ~ 94 GHz; temperature 3.8-300 K; magnetic field 0-6 T; the resonator has capability for ENDOR. | centre-for-advanced-electron-spin-resonance | Spectroscopy | https://en.wikipedia.org/wiki/Oxford | Will Myers |  |  | william.myers@chem.ox.ac.uk | Christiane Timmel |  |  | christiane.timmel@chem.ox.ac.uk |  | Department of Chemistry | Oxford Science Area
| equipment | Bruker BioSpin EMXmicro | X-band CW EPR spectrometer: microwave frequency ~10 GHz; temperature 3-300 K; field range 0.005-0.5 T; and two CW rectangular resonators; Super High Sensitivity and High Sensitivity Probe Heads. | centre-for-advanced-electron-spin-resonance | Spectroscopy | https://en.wikipedia.org/wiki/Oxford | Will Myers |  |  | william.myers@chem.ox.ac.uk | Christiane Timmel |  |  | christiane.timmel@chem.ox.ac.uk |  | Department of Chemistry | Oxford Science Area
| equipment | Bruker Vertex 80 | ATR, PMIRRAS. For IRAS/PMIRRAS the samples must be optically flat. Resolution 0.06cm-1. Full spectral range from UV to far IR | surface-analysis-facility | Surface Analysis | https://en.wikipedia.org/wiki/Oxford | Robert Jacobs |  |  | robert.jacobs@chem.ox.ac.uk | [5 empty] | Department of Chemistry | Oxford Science Area
| equipment | Cameca 3DAP-LAR | Provides: mass resolution of 1000 FWHM, 500 FWTM, 200 FWHM; field-of-view up to 100 nm x 100 nm; typical volume of analysis of 20,000 nm³ in 1 hour; built-in reaction cell for catalysis studies; picosecond laser pulsing; and Field ion microscopy. Generally sample must be at least semiconducting. | atom-probe-group | Microscopy | https://en.wikipedia.org/wiki/Oxford | Paul Bagot |  |  | paul.bagot@materials.ox.ac.uk | [5 empty] | Department of Materials | Oxford Science Area
| equipment | Cameca LEAP 3000X HR | Provides: mass resolution 1000 FWHM, 500 FWTM; field-of-view up to 200nm diameter; typical volume of analysis 200,000 nm³ in 1 hour; picosecond green (532nm) laser/voltage pulsing. Generally sample must be at least semiconducting. | atom-probe-group | Microscopy | https://en.wikipedia.org/wiki/Oxford | Paul Bagot |  |  | paul.bagot@materials.ox.ac.uk | [5 empty] | Department of Materials | Oxford Science Area
| equipment | Cameca LEAP 5000X | Provides: mass resolution >1000 FWHM, 500 FWTM; field-of-view up to 200nm diameter; typical volume of analysis 300,000 nm³ in 1 hour; picosecond UV (355nm) laser/voltage pulsing. Generally sample must be at least semiconducting. | atom-probe-group | Microscopy | https://en.wikipedia.org/wiki/Oxford | Paul Bagot |  |  | paul.bagot@materials.ox.ac.uk | [5 empty] | Department of Materials | Oxford Science Area
| equipment | Canon EOS 6D camera body, Kaiser RS1 copy stand Macrophotography station: Canon camera body + Kaiser copy stand | Suitable for macrophotography. Canon photographic objectives: EF 100mm f/2.8L Macro IS USM, EF 180mm f/3.5L macro USM, MP-E 65 macro lens. Main lightning through two Kaiser RB 5070 DX2 LED light arrays. Hoya circular polarising filters available (6 and 7 cm in diametre). | oxford-university-museum-of-natural-history-conservation-facility | Photograpy | https://en.wikipedia.org/wiki/Oxford | Ricardo Pérez-de la Fuente |  |  | ricardo.perez-de-lafuente@oum.ox.ac.uk | [5 empty] | Museum of Natural History | Oxford Science Area
| equipment | Central Scanning Ltd Structured Light Scanner including Artec EVA Scanner and Artec Space Spider Scanner | To facilitate mass digitization of objects and specimens. Two handheld structured light 3D scanners— one optimized for quickly and accurately digitizing medium-sized objects (Eva), the other designed for highresolution digitization (Space Spider). Portable.Requires training. | oxford-university-museum-of-natural-history-conservation-facility | 3D Scanning | https://en.wikipedia.org/wiki/Oxford | Duncan Murdock |  |  | duncan.murdock@oum.ox.ac.uk | [5 empty] | Museum of Natural History | Oxford Science Area
| equipment | Cytek Aurora | 5L(UV/V/B/YG/R) spectral cytometer with plate loader. Capable of panel design up to 40 colours but also offers very high throughput for smaller panels. Seek advice from manager before designing experiment. MSD Sector SQ120 imager. Proprietary multiplexed ELISA format offering up to 10 analytes per well. Consult before purchasing plate. | flow-cytometry-facility-kennedy-institute-of-rheumatology | Flow Cytometry | https://en.wikipedia.org/wiki/Headington | Jonathan Webber |  |  | jonathan.webber@kennedy.ox.ac.uk | [5 empty] | Kennedy Institute of Rheumatology | Headington
| equipment | Cytoflex LX | The Cytoflex LX is fitted with APD detectors that specialise in measuring fluorescent emission spectra within the far red scale and offers superior resolution to PMT detectors. | don-mason-facility-flow-cytometry | Flow Cytometry | https://en.wikipedia.org/wiki/Oxford | Robert Hedley |  |  | robert.hedley@path.ox.ac.uk | [5 empty] | Dunn School of Pathology | Oxford Science Area
| equipment | Digital Instruments MultiMode SPM Nanoscope | Surface Metrology of samples. Allows AFM, STM and magnetic images to be taken. Typically, lateral resolution > 1 nm, height resolution >1 A. Samples must be less than 5 mm thick and 10 mm in diameter. | surface-analysis-facility | Surface Analysis | https://en.wikipedia.org/wiki/Oxford | Robert Jacobs |  |  | robert.jacobs@chem.ox.ac.uk | [5 empty] | Department of Chemistry | Oxford Science Area
| equipment | ECS Partners Ltd Reflectance Transformation Imaging (RTI) Dome | Fast imaging of fine textured surfaces using Nikon Z6 digital SLR and 1m dia. lighting dome equiped with 76 LED bulbs. Not easily portable. Limited object size. Requires training. | ashmolean-conservation-facility | Imaging | https://en.wikipedia.org/wiki/Oxford | Kelly Domoney |  |  | kelly.domoney@ashmus.ox.ac.uk | Daniel Bone |  |  | daniel.bone@ashmus.ox.ac.uk |  | Ashmolean Museum | City Centre
| equipment | Edwards Auto 306 | For evaporation of Chromium and Gold, including substrate cleaning and contaminant-free deposition. | surface-analysis-facility | Surface Analysis | https://en.wikipedia.org/wiki/Oxford | Robert Jacobs |  |  | robert.jacobs@chem.ox.ac.uk | [5 empty] | Department of Chemistry | Oxford Science Area
| equipment | Eppendorf Concentrator Plus | Vacuum concentration of DNA, RNA, nucleotides, proteins and other liquid or wet samples | wellcome-trust-palaeogenomics-and-bio-archaeology-research-network | Genetic Techniques | https://en.wikipedia.org/wiki/Oxford | Kristina Tabbada |  |  | kristina.tabbada@arch.ox.ac.uk | [5 empty] | Archaeology | Oxford Science Area
| equipment | EVOS Fl Auto | Fluorescence microsope with gas/temperature/humidity incubation chamber to enable live cell imaging. Automated stage for plates or slides | james-and-lillian-martin-centre-for-stem-cell-research | Stem Cell Technology | https://en.wikipedia.org/wiki/Oxford | Sally Cowley |  |  | sally.cowley@path.ox.ac.uk | [5 empty] | Dunn School of Pathology | Oxford Science Area
| equipment | FEI Talos 200c | 200 kV Field Emission Gun Cryo-TEM with 4k CMOS camera, STEM detector and tomography acquisition software | central-oxford-structural-molecular-imaging-centre | Microscopy | https://en.wikipedia.org/wiki/Oxford | Matthew Higgins |  |  | matthew.higgins@bioch.ox.ac.uk | Joseph Caesar |  |  | joseph.caesar@path.ox.ac.uk |  | Kavli Institute for Nanodiscovery | Oxford Science Area
| equipment | FEI Talos Arctica | 200 kV Field Emission Gun Cryo-TEM with autoloader, 4K CMOS camera, Falcon 4 direct electron detector and STEM detector | central-oxford-structural-molecular-imaging-centre | Microscopy | https://en.wikipedia.org/wiki/Oxford | Matthew Higgins |  |  | matthew.higgins@bioch.ox.ac.uk | Joseph Caesar |  |  | joseph.caesar@path.ox.ac.uk |  | Kavli Institute for Nanodiscovery | Oxford Science Area
| equipment | FEI Titan Krios | 300 kV Field Emission Gun Cryo-TEM with autoloader, 4K CMOS camera, Falcon 3 direct electron detector, Gatan K2 direct electron detector and energy filter and STEM detector | central-oxford-structural-molecular-imaging-centre | Microscopy | https://en.wikipedia.org/wiki/Oxford | Matthew Higgins |  |  | matthew.higgins@bioch.ox.ac.uk | Joseph Caesar |  |  | joseph.caesar@path.ox.ac.uk |  | Kavli Institute for Nanodiscovery | Oxford Science Area
| equipment | FEI Vitrobot Mark IV | A robot for automated plunge freezing of grids for cryo-EM | central-oxford-structural-molecular-imaging-centre | Cryo-Electron Microscopy | https://en.wikipedia.org/wiki/Oxford | Matthew Higgins |  |  | matthew.higgins@bioch.ox.ac.uk | Joseph Caesar |  |  | joseph.caesar@path.ox.ac.uk |  | Kavli Institute for Nanodiscovery | Oxford Science Area
| equipment | GE Healthcare Biacore T200 | For ultra-low immobilisation experiments. Up to 384 samples in unattended runs. | spr-facility | Biomolecular Interaction Analysis | https://en.wikipedia.org/wiki/Oxford | Omer Dushek |  |  | spr@path.ox.ac.uk | [5 empty] | Dunn School of Pathology | Oxford Science Area
| equipment | GE Healthcare Lunar iDXA | This is a research Dual X-ray absorpometry machine. Capable of carrying out whole body, dual femur, lumbar spine, forearm, body composition including fat composition and vertebral assessment. This is primarily used for assessing BMD in osteoporotic patients but has the capability of long term assessment and analysis of BMD and body fat during drug treatments. We can also assess BMD post implant of joints whilst eliminating metal artefact. We can also do long term follow up looking at android and gynoid fat. With the spinal software we can do orthopaedic spinal geometry for studying scoliosis. | bone-density-scanning | Densitometry | https://en.wikipedia.org/wiki/Headington | Germana Sallemi |  |  | germana.sallemi@ndorms.ox.ac.uk | [5 empty] | BOTNAR | Headington
| equipment | Glacios TEM | 200kV, Falcon III direction electron detector, AFIS, Latest EPU and Tomo5 software. | optical-particle-imaging-centre | Microscopy | https://en.wikipedia.org/wiki/Headington |  |  |  | embookings@strubi.ox.ac.uk | Instruct- ERIC apply via https://instruct-eric.eu/ |  |  |  |  | NDM- Structural Biology | Headington
| equipment | Hamilton StarPlus | Automated Cell Culture primarily for human iPS cell culture, with integrated Cellavista imager for phase and live fluorescence imaging | james-and-lillian-martin-centre-for-stem-cell-research | Stem Cell Technology | https://en.wikipedia.org/wiki/Oxford | Sally Cowley |  |  | sally.cowley@path.ox.ac.uk | [5 empty] | Dunn School of Pathology | Oxford Science Area
| equipment | ICDD PDF-4 license and Malveryn Panalytical HighScore Plus software and PDF4 databaseal | Software and database for use with Bruker Hydra combined XRF/XRD | ashmolean-conservation-facility | Computing | https://en.wikipedia.org/wiki/Oxford | Victoria Sainsbury |  |  | victoria.sainsbury@arch.ox.ac.uk | [5 empty] | Ashmolean Museum | City Centre
| equipment | IT Concept TRACKER | Drop tensiometer. Measurement of low to high interfacial tension (from less than 0.1 mN/m to more than 100 mN/m). <1 ml sample volumes required. | surface-analysis-facility | Surface Analysis | https://en.wikipedia.org/wiki/Oxford | Robert Jacobs |  |  | robert.jacobs@chem.ox.ac.uk | [5 empty] | Department of Chemistry | Oxford Science Area
| equipment | JEOL 1400Flash TEM | A 120kV TEM for routine imaging of biomaterials and biological samples, such as cells, tissues, proteins, viruses, fibrils and extracellular vesicles. The 1400 is equipped with a Gatan Rio CMOS camera for fast imaging with an excellent signal to noise ratio. The microscope is very user-friendly and is used for screening particulate samples and for studying cell/tissue ultrastructure. | dunn-school-bioimaging-facility-electron-microscopy | Microscopy, Electron Microscopy, Transmission Electron Microscopy | https://en.wikipedia.org/wiki/Oxford | Charlotte Melia |  |  | charlotte.melia@path.ox.ac.uk | [5 empty] | Dunn School of Pathology |  |  |  | http://web.path.ox.ac.uk/~bioimaging/bioimaginghome.html
| equipment | JEOL 2100Plus TEM | A high resolution 200kV TEM for 2D and 3D imaging of proteins, nanoparticles, biomaterials and biological ultrastructure. The 2100Plus is equipped with a Gatan OneView CMOS camera, as well as brightfield, darkfield and high-angle annular dark field detectors for Scanning Transmission Electron Microscopy (STEM). Electron tomography and STEM tomography of particles and resin embedded cell/tissue samples can be done using Serial EM with the high tilt tomography holder. Serial EM can also be used for automated data acquisition for single particle analysis (SPA) of negatively stained protein samples. | dunn-school-bioimaging-facility-electron-microscopy | Microscopy, Electron Microscopy, Transmission Electron Microscopy | https://en.wikipedia.org/wiki/Oxford | Charlotte Melia |  |  | charlotte.melia@path.ox.ac.uk | [5 empty] | Dunn School of Pathology | Oxford Science areas |  |  | http://web.path.ox.ac.uk/~bioimaging/bioimaginghome.html
| equipment | JEOL 4700F FIB-SEM | State-of-the-art Focussed Ion Beam SEM (FIB-SEM) for volume SEM imaging of resin-embedded biological samples. It is also capable of fine milling and lift-outs of materials and biomaterials using the Omniprobe Micromanipulator. The 4700F is equipped with multiple electron detectors and a single channel Platinum Gas Injection System. | dunn-school-bioimaging-facility-electron-microscopy |  | https://en.wikipedia.org/wiki/Oxford | Charlotte Melia |  |  | charlotte.melia@path.ox.ac.uk | [5 empty] | Dunn School of Pathology |  |  |  | http://web.path.ox.ac.uk/~bioimaging/bioimaginghome.html
| equipment | Keyence VHX 7000 | 4K ultra-high accuracy 3D digital microscope with 20X-6000X magnification, consol controlled with articulated arm to allow access to objects of a range of sizes. Not portable. Requires training | ashmolean-conservation-facility | Microscopy | https://en.wikipedia.org/wiki/Oxford | Kelly Domoney |  |  | kelly.domoney@ashmus.ox.ac.uk | Daniel Bone |  |  | daniel.bone@ashmus.ox.ac.uk |  | Ashmolean Museum | City Centre
| equipment | Leica AMW automated microwave processing unit | Microwave processing unit for automated processing of tissue samples for TEM | dunn-school-bioimaging-facility-electron-microscopy | Microscopy, Electron Microscopy, Biological Sample Preparation for Electron Microscopy | https://en.wikipedia.org/wiki/Oxford | Charlotte Melia |  |  | charlotte.melia@path.ox.ac.uk | [5 empty] | Dunn School of Pathology | Oxford Science areas |  |  | http://web.path.ox.ac.uk/~bioimaging/bioimaginghome.html
| equipment | Leica EM AFS2 automated freeze substitution unit | Automated Freeze substitution system with FSP robot attachment for automated solution changes | dunn-school-bioimaging-facility-electron-microscopy | Microscopy, Electron Microscopy, Biological Sample Preparation for Electron Microscopy | https://en.wikipedia.org/wiki/Oxford | Charlotte Melia |  |  | charlotte.melia@path.ox.ac.uk | [5 empty] | Dunn School of Pathology | Oxford Science areas |  |  | http://web.path.ox.ac.uk/~bioimaging/bioimaginghome.html
| equipment | Leica EM ICE high pressure freezer | A high pressure freezing system for vitrifying samples up to 400 µm in thickness. | dunn-school-bioimaging-facility-electron-microscopy | Microscopy, Electron Microscopy, Biological Sample Preparation for Electron Microscopy, Cryo-Electron Microscopy | https://en.wikipedia.org/wiki/Oxford | Charlotte Melia |  |  | charlotte.melia@path.ox.ac.uk | [5 empty] | Dunn School of Pathology | Oxford Science areas |  |  | http://web.path.ox.ac.uk/~bioimaging/bioimaginghome.html
| equipment | Leica M80 Stereo Microscope, computer and cameras (Leica), plus Dell laptop | Better Zoom range, better quality image capture, easier access to the object being worked on. A laptop attached will allow demonstration/ remote viewing. Microscope is not available for shared use until it moves to CTRC conservation facility. Leica Flexicam C1 is available for shared use before then. Training required. | history-of-science-museum-conservation-facility | Microscopy | https://en.wikipedia.org/wiki/Oxford | Cheryl Wolfe |  |  | cheryl.wolfe@hsm.ox.ac.uk | [5 empty] | History of Science Museum | City Centre
new | equipment | Leica Ultracut 6 FCS cryo-ultramicrotome | Cryo-ultramicrotome for ultrathin sectioning of cryo-fixed biological material at cryogenic temperatures. This has applications for cryo-electron tomography and for immunolabelling, using the Tokuyasu technique. | dunn-school-bioimaging-facility-electron-microscopy | Microscopy, Electron Microscopy, Biological Sample Preparation for Electron Microscopy, Cryo-Electron Microscopy | https://en.wikipedia.org/wiki/Oxford | Charlotte Melia |  |  | charlotte.melia@path.ox.ac.uk | [5 empty] | Dunn School of Pathology | Oxford Science areas |  |  | http://web.path.ox.ac.uk/~bioimaging/bioimaginghome.html
| equipment | Leica Ultracut 7 ultramicrotome | New model ultramicrotome, with digital touch-screen control panel, brightness-controlled LED lighting for improved knife-block illumination and top-mounted digital camera with HD-TV for improved demonstration of microtomy. | dunn-school-bioimaging-facility-electron-microscopy | Microscopy, Electron Microscopy, Biological Sample Preparation for Electron Microscopy | https://en.wikipedia.org/wiki/Oxford | Charlotte Melia |  |  | charlotte.melia@path.ox.ac.uk | [5 empty] | Dunn School of Pathology | Oxford Science Area
| equipment | Life Technologies Proflex 3x32 Thermocycler | Three-block thermal cycler enables running three Polymerase Chain Reaction (PCR) programs at once | wellcome-trust-palaeogenomics-and-bio-archaeology-research-network | Genetic Techniques | https://en.wikipedia.org/wiki/Oxford | Kristina Tabbada |  |  | kristina.tabbada@arch.ox.ac.uk | [5 empty] | Archaeology | Oxford Science Area
| equipment | Life Technologies StepOnePlus RT-PCR | Quantitative Real-Time PCR analysis with 4-colour LEDs for genomic research applications including library quantification and gene expression analysis | wellcome-trust-palaeogenomics-and-bio-archaeology-research-network | Genetic Techniques | https://en.wikipedia.org/wiki/Oxford | Kristina Tabbada |  |  | kristina.tabbada@arch.ox.ac.uk | [5 empty] | Archaeology | Oxford Science Area
| equipment | LPKF Multipress II and photographic etching service | Please note the facility can provide users with access to the equipment as well as providing a service. | photofabrication-unit | Photofabrication | https://en.wikipedia.org/wiki/Oxford |  |  |  | OPTEC_enquiries@physics.ox.ac.uk | [5 empty] | Department of Physics | Oxford Science Area
| equipment | Micromeritics 3flex | fully automated, three-station instrument capable of high-performance physisorption, mesopore, micropore, and chemisorption analyses. measures specific surface area from 0.01m²/g. | surface-analysis-facility | Surface Analysis | https://en.wikipedia.org/wiki/Oxford | Robert Jacobs |  |  | robert.jacobs@chem.ox.ac.uk | [5 empty] | Department of Chemistry | Oxford Science Area
| equipment | Micromeritics AutoChem 2920 | Fully automated chemisorption analyzer can acquire valuable information about the physical properties of your catalyst, catalyst support, or other materials. Determination of catalytic properties such as percent of metal dispersion, active metal surface area, acid strength, surface acidity, distribution of strength of active sites, BET surface area, and more. The AutoChem II 2920 performs pulse chemisorption, temperature-programmed reduction (TPR), desorption (TPD), oxidation (TPO), and reaction analyses. | surface-analysis-facility | Surface Analysis | https://en.wikipedia.org/wiki/Oxford | Robert Jacobs |  |  | robert.jacobs@chem.ox.ac.uk | [5 empty] | Department of Chemistry | Oxford Science Area
| equipment | Micromeritics Tristar | 3 physisorption analysis ports, measures specific surface area from 0.01m²/g. | surface-analysis-facility | Surface Analysis | https://en.wikipedia.org/wiki/Oxford | Robert Jacobs |  |  | robert.jacobs@chem.ox.ac.uk | [5 empty] | Department of Chemistry | Oxford Science Area
| equipment | Olympus FluoView FV1000 | The microscope is an inverted IX81 motorized microscope equipped with a Becker and Hickl FLIM system. Used for fixed and live cell specimens with faint signals. | dunn-school-bioimaging-facility-light-microscopy | Microscopy | https://en.wikipedia.org/wiki/Oxford | Alan Wainman |  |  | alan.wainman@path.ox.ac.uk | [5 empty] | Dunn School of Pathology | Oxford Science Area
| equipment | Olympus FluoView FV1200 | The microscope is an inverted IX83 motorized microscope equipped with 2 sensitive GaSp Detectors. The microscope is also fitted with CO2 and 37oC chamber for live cell work | dunn-school-bioimaging-facility-light-microscopy | Microscopy | https://en.wikipedia.org/wiki/Oxford | Alan Wainman |  |  | alan.wainman@path.ox.ac.uk | [5 empty] | Dunn School of Pathology | Oxford Science Area
| equipment | Olympus FluoView FV1200MPE Basic | Fixed-stage upright multiphoton microscope equipped with a Spectra-Physics MaiTai eHP DeepSee laser (70 fs pulse width, 80 MHz repetition rate, continuously tunable between 690--1040 nm). Laser input power is software-controlled by means of an acousto-optic modulator, which also acts as a high-speed shutter. The objective is motorised with a z-axis resolution of 10 nm. Pixel dwell time can be set as low as 2 us (unidirectional scanning) and 0.5 us (bidirectional). Scanning modes include 2D raster, 3D stack, straight line, freehand line and single point. 2D and 3D scans can also be performed as a function of time. Motorised xy-stage is joystick- and software controlled, and allows for multi-area time-lapse experiments.The microscope is equipped with four non-descanned PMTs, two sub- and two superstage. One of the superstage detectors has been customised for detecting fluorescence at wavelengths longer than the usual 690 nm. There is also an additional substage PMT for the confocal detection of transmitted laser light (Dodt gradient contrast).Wide-field imaging modes include transmitted white light (Dodt contrast) and epifluorescence, which can be observed using laser-safe oculars or a 3.3 MP colour CMOS camera . Electrophysiology experiments can be carried out using two triple-axis micromanipulators (Scientifica) and a MultiClamp 700B amplifier connected to a Digidata 1550 digitiser (both from Molecular Devices). | surface-analysis-facility | Surface Analysis | https://en.wikipedia.org/wiki/Oxford | Robert Jacobs |  |  | robert.jacobs@chem.ox.ac.uk | [5 empty] | Department of Chemistry | Oxford Science Area
| equipment | Olympus SoRa spinning disc confocal | The Olympus SoRa spinning disc confocal is an inverted microscope for fast 3D super resolution imaging and prolonged cell viability in time-lapse experiments. In addition, the system is fitted with z-peizo, ZDC focus, 405nm FRAP module and environmental chamber for super-resolution live cell imaging. | dunn-school-bioimaging-facility-light-microscopy | Microscopy | https://en.wikipedia.org/wiki/Oxford | Alan Wainman |  |  | alan.wainman@path.ox.ac.uk | [5 empty] | Dunn School of Pathology | Oxford Science Area
| equipment | Orbitrap Fusion Lumos ETD | nLC-MSMS for Proteomics | tdi-mass-spec-laboratory | Gas / Liquid Chromatography - Mass Spectrometry (GC-MS / LC-MS) | https://en.wikipedia.org/wiki/Headington | Roman Fischer |  |  | roman.fischer@ndm.ox.ac.uk | Benedikt Kessler |  |  | benedikt.kessler@ndm.ox.ac.uk |  | NDM- Target Discovery Institute | Headington
| equipment | Oxford Instruments HyperSense |  | preclinical-imaging-facilities | NMR Spectroscopy | https://en.wikipedia.org/wiki/Oxford |  |  |  | imaging@dpag.ox.ac.uk | [5 empty] | Physiology, Anatomy and Genetics | Oxford Science Area
| equipment | Rock Cutting | The cutting and grinding of geological samples using diamond blades and diamond laps. Rocks must be clamped for cutting with large diameter saws. Instruments include: Trim saws (4"); Horizontal saw (10"); Highland Park (30"/24"); and A and G coarse and fine diamond grinders. | earth-sciences-geofacilities-sample-preparation | Geofacilities | https://en.wikipedia.org/wiki/Oxford | Owen Green |  |  | owen.green@earth.ox.ac.uk | [5 empty] | Earth Sciences | Oxford Science Area
| equipment | Rock Polishing | The surface polishing of geological samples for microscopical (LM and SEM) examination. Instruments include: Logitech PM2A 9 ?m slurry polisher; Buehler Ecomet III polisher; Kemet diamond paste polisher; and Metaserv universal polisher. | earth-sciences-geofacilities-sample-preparation | Geofacilities | https://en.wikipedia.org/wiki/Oxford | Owen Green |  |  | owen.green@earth.ox.ac.uk | [5 empty] | Earth Sciences | Oxford Science Area
| equipment | Rock Thin Section Preparation | The bonding onto glass microscope slides and lapping of prepared geological samples for microscopical (LM and SEM) examination. Instruments include: Logitech LP50 lapping (600 grade grit); Logitech IU 30 vacuum impregnation unit; Logitech 15 fine cutting gravity saw; Logitech CS10 gravity saw; Buehler Petro-Thin Sectioning system; Lapmaster 15 surface lap; and Epoxy bonding mounting press. | earth-sciences-geofacilities-sample-preparation | Geofacilities | https://en.wikipedia.org/wiki/Oxford | Owen Green |  |  | owen.green@earth.ox.ac.uk | [5 empty] | Earth Sciences | Oxford Science Area
| equipment | Sakura Tissue-Tek DRS | Multiple Slide Stainer up to 11 sets of 40 slides at a time. | kennedy-institute-of-rheumatology-histology-facility | Histology | https://en.wikipedia.org/wiki/Headington | Ida Parisi |  |  | ida.parisi@kennedy.ox.ac.uk | [5 empty] | Kennedy Institute of Rheumatology | Headington
| equipment | Sakura Tissue-Tek Glas |  | kennedy-institute-of-rheumatology-histology-facility | Histology | https://en.wikipedia.org/wiki/Headington | Ida Parisi |  |  | ida.parisi@kennedy.ox.ac.uk | [5 empty] | Kennedy Institute of Rheumatology | Headington
| equipment | Sakura Tissue-Tek TEC |  | kennedy-institute-of-rheumatology-histology-facility | Histology | https://en.wikipedia.org/wiki/Headington | Ida Parisi |  |  | ida.parisi@kennedy.ox.ac.uk | [5 empty] | Kennedy Institute of Rheumatology | Headington
| equipment | ScannaX-Radiography generators (XR150Kv and XRS-4 370Kv) | Pulsed open beam X-ray generators enabling short duration X-ray imaging. To be used with Ashmolean's CR digital X-ray panel capture system. Can be used on objects of any size and density. Fully portable, but can only be used in areas that have been risk assessed by the University's RPO in accordance with radiation local rules. For by use University employees with Radiation Protection Supervisor status. December 2021: Not yet commissioned by University's Radiation Protection Officer and therefore not ready to be offered for use. Use is likely to be initially limited to Ashmolean basement site due to strict H&S protocols for open beam radiation. | ashmolean-conservation-facility | Imaging | https://en.wikipedia.org/wiki/Oxford | Kelly Domoney |  |  | kelly.domoney@ashmus.ox.ac.uk | Daniel Bone |  |  | daniel.bone@ashmus.ox.ac.uk |  | Ashmolean Museum | City Centre
| equipment | Shimadzu GCMS-QP2010 Ultra | GCGCMS for small molecule analysis | tdi-mass-spec-laboratory | Mass Spectrometry (MS) | https://en.wikipedia.org/wiki/Headington | Benedikt Kessler |  |  | benedikt.kessler@ndm.ox.ac.uk | Roman Fischer |  |  | roman.fischer@ndm.ox.ac.uk |  | NDM- Target Discovery Institute | Headington
| equipment | SX5-FEG Cameca | 5 wavelength dispersive spectrometers, 1 energy dispersive (Bruker), all fully quant. Fully quant elemental analysis for elements Boron and heavier, and elemental mapping at sub micron resolutions, typical detection limit -100ppm. Ancillary Carbon evaporator coater. | earth-sciences-electron-micro-analysis-electron-microprobe | Geochemical Analysis | https://en.wikipedia.org/wiki/Oxford | Andrew Matzen |  |  | andrew.matzen@earth.ox.ac.uk | [5 empty] | Earth Sciences | Oxford Science Area
| equipment | Thermo Orbitrap Elite ETD | nLC-MSMS for Proteomics | tdi-mass-spec-laboratory | Gas / Liquid Chromatography - Mass Spectrometry (GC-MS / LC-MS) | https://en.wikipedia.org/wiki/Headington | Roman Fischer |  |  | roman.fischer@ndm.ox.ac.uk | Benedikt Kessler |  |  | benedikt.kessler@ndm.ox.ac.uk |  | NDM- Target Discovery Institute | Headington
| equipment | Thermo Q-Exactive | nLC-MSMS for Proteomics | tdi-mass-spec-laboratory | Gas / Liquid Chromatography - Mass Spectrometry (GC-MS / LC-MS) | https://en.wikipedia.org/wiki/Headington | Roman Fischer |  |  | roman.fischer@ndm.ox.ac.uk | Benedikt Kessler |  |  | benedikt.kessler@ndm.ox.ac.uk |  | NDM- Target Discovery Institute | Headington
| equipment | Thermo Q-Exactive HF | nLC-MSMS for Proteomics | tdi-mass-spec-laboratory | Gas / Liquid Chromatography - Mass Spectrometry (GC-MS / LC-MS) | https://en.wikipedia.org/wiki/Headington | Roman Fischer |  |  | roman.fischer@ndm.ox.ac.uk | Benedikt Kessler |  |  | benedikt.kessler@ndm.ox.ac.uk |  | NDM- Target Discovery Institute | Headington
| equipment | Thermo Scientific Delta V Advantage | Thermo Scientific Delta V Advantage mass spectrometer with Kiel IV and Gasbench 2 preparation devices. Analysis of stable isotope ratios C13/C12 and O18/O16 in carbonates by acid digestion and O18/O16, D/H in waters by headspace equilibration. | earth-sciences-stable-isotope-analysis | Geochemical Analysis | https://en.wikipedia.org/wiki/Oxford | Chris Day |  |  | Chris.day@earth.ox.ac.uk | [5 empty] | Earth Sciences | Oxford Science Area
| equipment | Thermo Scientific Exactive | High sensitivity, very high resolition (140,000) orbitrap detector with HP1100 inlet system. | mass-spectrometry-research-facility | Mass Spectrometry (MS) | https://en.wikipedia.org/wiki/Oxford | James McCullagh |  |  | james.mccullagh@chem.ox.ac.uk | [5 empty] | Department of Chemistry | Oxford Science Area
| equipment | Thermo Scientific Orbitrap Elite | High sensitivity, very high resloution (250,000). Electron transfer dissociation (ETD). Coupled to Waters NanoAcquity LC. | mass-spectrometry-research-facility | Mass Spectrometry (MS) | https://en.wikipedia.org/wiki/Oxford | James McCullagh |  |  | james.mccullagh@chem.ox.ac.uk | [5 empty] | Department of Chemistry | Oxford Science Area
| equipment | Thermo Scientific Q-Exactive | High sensitivity, very high resolition (140,000) orbitrap detector with UPLC (Dionex U3000). | mass-spectrometry-research-facility | Mass Spectrometry (MS) | https://en.wikipedia.org/wiki/Oxford | James McCullagh |  |  | james.mccullagh@chem.ox.ac.uk | [5 empty] | Department of Chemistry | Oxford Science Area
| equipment | Titan Krios G31 | 300 kV for single particle and tomography electron microscopy experiments. Falcon 4i / SelectrisX direct electron detector/energy filter. Aberration Free Image Shift. Fringe Free Illumination. Possible to use to image HG1-3 organisms.EPU, SerialEM, Sherpa, PACETomo, Tomo5 (latest) software. | optical-particle-imaging-centre | Microscopy | https://en.wikipedia.org/wiki/Headington |  |  |  | embookings@strubi.ox.ac.uk | Instruct- ERIC apply via https://instruct-eric.eu/ |  |  |  |  | NDM- Structural Biology | Headington
| equipment | Varian 7T horizontal bore MRI system | Varian 7T (300 MHz) horizontal bore MRI system. In vivo and in vitro imaging and spectroscopy capability for small animals (<500 g) and high resolution (>50 µm depending on sample / application) imaging of fixed samples. | preclinical-imaging-facilities | Magnetic Resonance Imaging | https://en.wikipedia.org/wiki/Oxford |  |  |  | imaging@dpag.ox.ac.uk | [5 empty] | Physiology, Anatomy and Genetics | Oxford Science Area
| equipment | Varian FTS-7000 | ATR, PMIRRAS and IRAS. For IRAS/PMIRRAS the samples must be optically flat. | surface-analysis-facility | Surface Analysis | https://en.wikipedia.org/wiki/Oxford | Robert Jacobs |  |  | robert.jacobs@chem.ox.ac.uk | [5 empty] | Department of Chemistry | Oxford Science Area
| equipment | Various optical microscopes | High resolution compound (biological), polarizing (transmitted and incident illumination) and stereozoom imaging and image processing. Microscopes include: * Leica Wild M8 stereomicroscope * Leica Wild M420 Macrozoom stereozoom microscope with Apozoom lens * Zeiss SteREO Discovery.V12 * Meiji EMZ-5TR stereomicroscope * Nikon Optiphot-Pol polarising microscope * Zeiss Ultraphot polarising microscope * Vickers M74 polarising microscope * Leitz Laborlux 12 Pol polarising microscope * Swift MPB 124 Polaris * Nikon Optiphot-2 compound * Nikon Labaphot-2 compound * Zeiss Universal. | earth-sciences-geofacilities-optical-microscopy | Geofacilities | https://en.wikipedia.org/wiki/Oxford | Owen Green |  |  | owen.green@earth.ox.ac.uk | [5 empty] | Earth Sciences | Oxford Science Area
| equipment | Waters LCT Premier | A TOF mass spectrometer with an HP1100 chromatography system. | mass-spectrometry-research-facility | Mass Spectrometry (MS) | https://en.wikipedia.org/wiki/Oxford | James McCullagh |  |  | james.mccullagh@chem.ox.ac.uk | [5 empty] | Department of Chemistry | Oxford Science Area
| equipment | Waters MALDI Micro MX | A small MALDI TOF system whihc runs both Linear (400-1000 Da) and Reflectron mode (above 10,00 Da). It's used most extensively for peptide and small protein analysis although it can be useful for analysis of non-biological compounds over around 400 Da and synthetic polymers. Resolution is limited and can become limiting in the identification of larger proteins | mass-spectrometry-research-facility | Mass Spectrometry (MS) | https://en.wikipedia.org/wiki/Oxford | James McCullagh |  |  | james.mccullagh@chem.ox.ac.uk | [5 empty] | Department of Chemistry | Oxford Science Area
| equipment | Waters Quattro Micro | A benchtop triple quadrupole instrument with a electrospray source and a quadrupole analyser. It's used primarily as an LC/MS system for the biological MS and quantification. Two LC systems are used with this instrument; an CTC PAL and a Waters Acquity UPLC. | mass-spectrometry-research-facility | Mass Spectrometry (MS) | https://en.wikipedia.org/wiki/Oxford | James McCullagh |  |  | james.mccullagh@chem.ox.ac.uk | [5 empty] | Department of Chemistry | Oxford Science Area
| equipment | Waters Synapt HDMS | A high resolution QTOF instrument with an ion-mobility cell. Instrument has a modified 8 Kd quadrupole and is currently used mainly for proteomic applications. With Waters nanoAcquity UPLC. | mass-spectrometry-research-facility | Mass Spectrometry (MS) | https://en.wikipedia.org/wiki/Oxford | James McCullagh |  |  | james.mccullagh@chem.ox.ac.uk | [5 empty] | Department of Chemistry | Oxford Science Area
| equipment | Waters Xevo GS-2 | High resolution QTOF system coupled to both a Waters Acquity UPLC | mass-spectrometry-research-facility | Mass Spectrometry (MS) | https://en.wikipedia.org/wiki/Oxford | James McCullagh |  |  | james.mccullagh@chem.ox.ac.uk | [5 empty] | Department of Chemistry | Oxford Science Area
| equipment | Waters Xevo GS-2-S | High resolution QTOF system coupled to both a Waters Acquity UPLC and Waters Acquity UPC2. | mass-spectrometry-research-facility | Mass Spectrometry (MS) | https://en.wikipedia.org/wiki/Oxford | James McCullagh |  |  | james.mccullagh@chem.ox.ac.uk | [5 empty] | Department of Chemistry | Oxford Science Area
| equipment | Wex Photography Fuji GFX System - cameras and lenses | High resolution DSLR camera with 100MP sensor. Primary cameras used by Ashmolean Photography department | ashmolean-conservation-facility | Imaging | https://en.wikipedia.org/wiki/Oxford | Kelly Domoney |  |  | kelly.domoney@ashmus.ox.ac.uk | Daniel Bone |  |  | daniel.bone@ashmus.ox.ac.uk |  | Ashmolean Museum | City Centre
| equipment | XPS System | Electrochemical Liquid Cell for non-volatile liquids. | surface-analysis-facility | Surface Analysis | https://en.wikipedia.org/wiki/Oxford | Robert Jacobs |  |  | robert.jacobs@chem.ox.ac.uk | [5 empty] | Department of Chemistry | Oxford Science Area
| equipment | XPS System ii | Clam 4 hemispherical analyser. | surface-analysis-facility | Surface Analysis | https://en.wikipedia.org/wiki/Oxford | Robert Jacobs |  |  | robert.jacobs@chem.ox.ac.uk | [5 empty] | Department of Chemistry | Oxford Science Area
| equipment | Zeiss 880 Airyscan | This microscope is an inverted Zeiss 880 confocal fitted with Airyscan detector and Fast acquisition module. In addition it is fitted with CO2 and 37oC chamber, definite focus and peizo stage. | dunn-school-bioimaging-facility-light-microscopy | Microscopy | https://en.wikipedia.org/wiki/Oxford | Alan Wainman |  |  | alan.wainman@path.ox.ac.uk | [5 empty] | Dunn School of Pathology | Oxford Science Area
| equipment | Zeiss Axio Scope A.1 | Microscopic examination of thin sections, particularly those of petrographic nature due to different sets of filters and polarisers. Includes body camera Axio 503 color. Objectives: EC Plan-Neofluar Air 2.5x/0.075 WD=9.5, EC Plan-Neofluar Air 5x/0.16 WD=13.6, EC Plan-Neofluar Air 10x/0.30 WD=5.5, EC Plan-Neofluar Air 20x/0.50 WD=2.0, LD Plan-Neofluar Air 40x/0.60 WD=2.9, A-Plan Oil 100x/1.25 WD=0.22). Requires training if images are to be taken. | oxford-university-museum-of-natural-history-conservation-facility | Microscopy | https://en.wikipedia.org/wiki/Oxford | Ricardo Pérez-de la Fuente |  |  | ricardo.perez-de-lafuente@oum.ox.ac.uk | [5 empty] | Museum of Natural History | Oxford Science Area
| equipment | Zeiss Axiovert 200M | Widefield epifluorescent microscope. | dunn-school-bioimaging-facility-light-microscopy | Microscopy | https://en.wikipedia.org/wiki/Oxford | Alan Wainman |  |  | alan.wainman@path.ox.ac.uk | [5 empty] | Dunn School of Pathology | Oxford Science Area
| equipment | Zeiss Sigma 300 FEG-SEM | Field Emission Gun Scanning Electron Microscope with STEM,EDS (x-rays)and EBSD Detectors | dunn-school-bioimaging-facility-electron-microscopy | Microscopy, Electron Microscopy, Scanning Electron Microscopy | https://en.wikipedia.org/wiki/Oxford | Charlotte Melia |  |  | charlotte.melia@path.ox.ac.uk | [5 empty] | Dunn School of Pathology | Oxford Science Area
| equipment | Zeiss SteREO microscope v12 | Microscopic examination of wide range of samples, with the ability to z-stack (motorised 490 mm focus column). Includes body camera Axio 503 color, system operator panel, and 3x objective nosepiece (with Plan Apo S 0.63x, Plan Apo 1.5x and Achromat 0.3x objectives). Multiple light sources available. Helicon Focus stacking software available. Requires training. | oxford-university-museum-of-natural-history-conservation-facility | Microscopy | https://en.wikipedia.org/wiki/Oxford | Ricardo Pérez-de la Fuente |  |  | ricardo.perez-de-lafuente@oum.ox.ac.uk | [5 empty] | Museum of Natural History | Oxford Science Area
advanced-proteomics-facility | facility | Advanced Proteomics Facility | The Advanced Proteomics Facility provides access to the latest proteomics tools, specifically cutting edge mass spectrometry. It is available to researchers in the South Parks Road science area and to external commercial users. We have experience in protein identification, quantitative mass spectrometry (SILAC, label-free, dimethyl labelling, TMT) and characterisation methods for a range of post-translational modifications. The facility is equipped with a wide range of mass spectrometry instrumentation, sample preparation technologies and data analysis software. Mass Spectrometers and Sample Preparation Equipment LTQ XL (tens of proteins identified per hour). Fixed setup for rapid analysis, most likely one sample every 35 to 45 minutes. Orbitrap Elite and a number of QExactives (thousands of proteins identified per hour). These instruments are optimised for state of the art analyses. Single analysis will be anything from 45 minutes to 4 hours. HPLC systems to allow fractionation of samples for comprehensive proteome coverage. Bioinformatics Software Mascot Server (protein identification). Proteome Discover 1.4/2.0 (protein identification and quantitation). PEAKS (de novo sequencing and post translational modifications). Skyline and Pinpoint (targeted quantitation). Progenesis label free quantitation software. MaxQuant protein identification and quantification software. A number of open source software packages. |  | Mass Spectrometry (MS) | https://en.wikipedia.org/wiki/Oxford | Marjorie Fournier |  |  | marjorie.fournier@bioch.ox.ac.uk | [5 empty] | Biochemistry | Oxford Science Area |  |  | https://www.proteomics.ox.ac.uk/
advanced-research-computing | facility | Advanced Research Computing (ARC) | ARC is a High Performance Computing service operated by IT Services. The ARC service provides researchers with access to CPU and GPU based cluster resources, high performance storage, training courses to support use of our systems and software application support. The service is available to HQSC consortium users in 17 UK Universities, and others through the partnership project mechanism. Further information on the service is available from www.arc.ox.ac.uk and enquiries can be directed to support@arc.ox.ac.uk. |  | High Performance Computing | https://en.wikipedia.org/wiki/Oxford | ARC support team |  |  | theteam@arc.ox.ac.uk | [5 empty] | It Services | Oxford City Centre |  |  | http://www.arc.ox.ac.uk/
ashmolean-conservation-facility | facility | Ashmolean Conservation Facility | Archaeology and art history |  | Conservation | https://en.wikipedia.org/wiki/Oxford | Conservation team |  |  | conservation@ashmus.ox.ac.uk | [5 empty] | Ashmolean Museum | Oxford City Centre |  |  | http://www.ashmolean.org/
atmospheric-oceanic-and-planetary-physics | facility | Atmospheric, Oceanic and Planetary Physics (AOPP) - Space Instrument Development and Testing | Facilities include Clean rooms for instrument assembly and test Vacuum chambers with cooling systems 15kN vibrator Shock test rig for bespoke profiles Cryogenic vacuum facilities for seismometer testing |  | Space Instrumentation | https://en.wikipedia.org/wiki/Oxford | TSG |  |  | OPTEC_enquiries@physics.ox.ac.uk | [5 empty] | Department of Physics | Oxford Science Area |  |  | https://www.physics.ox.ac.uk/about-us/our-facilities-and-services/space-instruments
atom-probe-group | facility | Atom Probe Group | The group is currently active in all aspects of atom probe research, including: establishing new materials applications, instrumentation and the development of 3D reconstruction and data analysis techniques. For more information about the group's work and publications, visit our research page. APT is an indispensable characterisation tool used in leading international materials laboratories. Two APT instruments installed in the Oxford Materials Department currently serve the research needs for UK academia and industry. The Oxford facility operates 24/7, with ~40 hands-on users, collaborating with more than 20 UK partners. There is a strong technical support team with considerable experience of operating advanced instrumentation and in offering APT to external users. Facility staff can work with researchers to plan experimental campaigns and estimate access required for their project. Users will receive hands-on support through each stage of the experiment and analysis. We offer a flexible approach to access, from proof-of-concept trials up to longer term projects, where we can assist with building access costs into research council grants. The facility also undertakes short-term projects directly for industrial partners, and has extensive experience of adapting to client needs of reporting and rapid turnaround and protection of intellectual property. |  | Atom Probe Tomography | https://en.wikipedia.org/wiki/Oxford | Paul Bagot |  |  | paul.bagot@materials.ox.ac.uk | [5 empty] | Department of Materials | Oxford Science Area |  |  | https://atomprobe.materials.ox.ac.uk/people.html
Biomedical-research-computing | facility | Biomedical Research Computing (BMRC) | The Biomedical Research Computing (BMRC) facility provides a unified platform for biomedical reseach computing accessible to departments as well as to collaborators from around Oxford. Our services include: |  | Computing | https://en.wikipedia.org/wiki/Headington |  |  |  | bmrc-help@medsci.ox.ac.uk | [5 empty] | Centre for Human Genetics |  |  |  | https://www.well.ox.ac.uk/research/scientific-cores/BMRC
cellular-high-throughput-screening | facility | Cellular High Throughput Screening (HTS) | High-performance batch (cluster) computing, including specialised hardware and software to support GPU-enabled code and AI/Machine Learning |  | High Throughput Screening | https://en.wikipedia.org/wiki/Headington | Daniel Ebner |  |  | daniel.ebner@ndm.ox.ac.uk | [5 empty] | NDM- Target Discovery Institute |  |  |  | https://www.tdi.ox.ac.uk/research/research/cellular-high-throughput-screening-hts
cellular-imaging-core | facility | Cellular Imaging Core Facility | The Cellular Imaging Core provides state-of-the-art microscopy facilities and technical support for quantitative fluorescence imaging experiments for all scientists (and visitors) working within the Centre. The Cellular Imaging Core offers cutting edge techniques for: - Fluorescence Correlation Spectroscopy (FCS) - Fluorescence Lifetime Correlation Spectroscopy (FLCS) - Fluorescence Lifetime Imaging Microscopy (FLIM) - Total Internal Reflection Fluorescence Microscopy (TIRF) - Photoactivated Localization Microscopy (PALM) - Spectral Imaging (SI) and Single Particle Tracking (SPT) |  | Imaging | https://en.wikipedia.org/wiki/Headington |  |  |  | cellular-imaging@well.ox.ac.uk | [5 empty] | Centre for Human Genetics |  |  |  | https://www.well.ox.ac.uk/research/scientific-cores/cellular-imaging-core
central-oxford-structural-molecular-imaging-centre | facility | Central Oxford Structural Molecular Imaging Centre (COSMIC) | The Central Oxford Structural Molecular Imaging Centre (COSMIC) is a state-of-the-art cryo-electron microscopy facility in the South Parks Rd Science Area at Oxford University. Launched in 2016 in the Dunn School of Pathology and relocated to the new Biochemistry Phase II building in 2021, COSMIC facilitates an exciting and diverse range of structural biology research at Oxford. It is open both to researchers (including external to Oxford University) and to industry. OSMIC comprises of a fleet of high end instrumentation and computing for every stage of the cryo-EM workflow: - FEI Talos 200 kV cryo-TEM with STEM detector for screening samples using negative staining and cryo-EM, as well as for cryo-tomography and cryo--STEM tomography - FEI Arctica 200 kV cryo-TEM with FEI Falcon 4 direct electron detector for high throughput screening of cryo-grids and single particle analysis - FEI Titan Krios 300 kV cryo-TEM with Gatan K3 direct electron detector + energy filter for high resolution single particle analysis, cryo-tomography and cryo-STEM tomography - Zeiss Crossbeam 550 cryo-FIB-SEM for cryo-lamella production and cryo-volume SEM - Three FEI Mark IV Vitrobots for preparing cryo-EM grids - High performance computing for data storage and processing - Dedicated staff to train and support users |  | Micrsocopy | https://en.wikipedia.org/wiki/Oxford | Prof. Matthew Higgins, COSMIC Scientific Director |  |  | matthew.higgins@bioch.ox.ac.uk | Rishi Matadeen, COSMIC microscope facility manager |  |  | rishi.matadeen@path.ox.ac.uk |  | Dunn School of Pathology | Oxford Science Area |  |  | http://web.path.ox.ac.uk/~bioimaging/electronmicroscope/cryo_em.html
centre-for-advanced-electron-spin-resonance | facility | Centre for Advanced Electron Spin Resonance (CAESR) | Facility contains state-of-the-art CW and pulse EPR instruments operating at X-band (10 GHz) and W-band (94 GHz). For more information see CAESR |  | Spectroscopy | https://en.wikipedia.org/wiki/Oxford | William Myers |  |  | william.myers@chem.ox.ac.uk | Christiane Timmel |  |  | christiane.timmel@chem.ox.ac.uk |  | Department of Chemistry | Oxford Science Area |  |  | http://caesr-web.chem.ox.ac.uk/home
cryomagnetics | facility | Cryomagnetics | The Cryomagnetics Group operates a 20 litre/hour Linde TCF20 liquefier which supplies liquid helium within the department and to other laboratories and organisations; annual production is 55,000 litres. The group provides information and assistance on the design and construction of cryogenic equipment. |  | Helium Liquefaction / Refrigerants | https://en.wikipedia.org/wiki/Oxford | Robert Storey |  |  | r.storey@physics.ox.ac.uk | [5 empty] | Department of Physics | Oxford Science Area |  |  | https://www.physics.ox.ac.uk/about-us/our-facilities-and-services/cryomagnetics
crystallisation-facility | facility | Crystallisation Facility | In the Crystallography Facility we offer a full suite of facilities and support to enable you to study the structure of both soluble and membrane-associated proteins by means of X-ray crystallography. Equipment, facilities and advice are available to help you through the whole process from starting to a protein sample to finishing with interpreting a structural model. We have two robots to aid in preparing crystallisation trials, a TTP Labtech Mosquito suitable for a wide range of vapour diffusion experiments and an Art Robbins Gryphon specialised for the cubic phase crystallisation of membrane proteins. |  | X-ray Crystallography | https://en.wikipedia.org/wiki/Oxford | Edward Lowe |  |  | edward.lowe@bioch.ox.ac.uk | [5 empty] | Biochemistry | Oxford Science Area |  |  | https://www.bioch.ox.ac.uk/crystallography
david-cockayne-centre-for-electron-microscopy | facility | David Cockayne Centre for Electron Microscopy (DCCEM) | With its dedicated staff of research support scientists and technical support staff, the David Cockayne Centre for Electron Microscopy provides training and supports applications on the core Departmental EM equipment, with the aim to help researchers obtain the highest possible quality data from the instruments. The facilities can be broadly categorised as transmission electron microscopes, scanning electron microscopes, focussed ion beam systems and other systems. Transmission Scanning: JEOL ARM-200F, JEOL JEM-3000F FEGTEM, JEOL JEM-2100, JEOL JEM-2200MCO FEGTEM. Scanning: JEOL JSM-5510, JEOL JSM-6500F, JEOL JSM-840F, Zeiss Merlin Analytical, Zeiss Merlin - EBSD, Zeiss EVO. Focussed Ion Beam: Zeiss NVision 40 FIB-SEM, Zeiss Auriga FIB-SEM, Zeiss Crossbeam 540. |  | Electron Microscopy | https://en.wikipedia.org/wiki/Oxford | Neil Young |  |  | neil.young@materials.ox.ac.uk | [5 empty] | Department of Materials | Oxford Science Area |  |  | http://www-em.materials.ox.ac.uk/
digisafe | facility | DigiSafe | DigiSafe is an archiving platform for longer-term secure storage of research data. • Flexible upload workflows and API • In-browser viewers for many files formats • Granular access permission settings • Comprehensive reporting including integrity and fixity checking • Automated retention schedules • Import and add metadata at file and container level • Access to a combination of hot and glacier deep archive storage |  | Data storage | https://en.wikipedia.org/wiki/Oxford | Digisafe team |  |  | digisafe@it.ox.ac.uk | [5 empty] | It Services | Oxford City Centre |  |  | https://help.it.ox.ac.uk/digital-preservation-service
dunn-school-bioimaging-facility-electron-microscopy | facility | Dunn School Bioimaging Facility - Electron Microscopy | The EM facility comprises a 120kV TEM and a Field Emission gun SEM for imaging all types of biological samples with a wide variety of EM techniques, including negative staining, immunogold TEM and tomography. It also includes equipment for SEM and TEM biological sample preparation, including latest models high pressure freezer, automated freeze substitution unit and ultramicrotomes for ultrathin resin sectioning. All users will receive comprehensive training for each instrument they wish to use, as well as advice on experimental design and help with troubleshooting. The facility also offers full/partial fee for service options for all. |  | Microscopy | https://en.wikipedia.org/wiki/Oxford | Charlotte Melia |  |  | charlotte.melia@path.ox.ac.uk | [5 empty] | Dunn School of Pathology | Oxford Science Area |  |  | http://web.path.ox.ac.uk/~bioimaging/bioimaginghome.html
dunn-school-bioimaging-facility-light-microscopy | facility | Dunn School Bioimaging Facility - Light Microscopy | The facility equipment includes: FluoView FV1000: an inverted IX81 motorized microscope equipped with a Becker and Hickl FLIM system. LSM5: inverted microscope equipped with temperature and humidity chamber, motorised stage and 5LIVE system. LSM6: upright microscope equipped with a motorised XY stage. CCD2: upright microscope equipped with motorised Z-stage, Coolsnap HQ CCD camera and colour Nikon digital camera. CCD3: inverted microscope. |  | Microscopy | https://en.wikipedia.org/wiki/Oxford | Alan Wainman |  |  | alan.wainman@path.ox.ac.uk | [5 empty] | Dunn School of Pathology | Oxford Science Area |  |  | http://web.path.ox.ac.uk/~bioimaging/bioimaginghome.html
earth-sciences-stable-isotope-analysis | facility | Earth Sciences - Stable Isotope Analysis | Thermo Scientific Delta V Advantage mass spectrometer with Kiel IV and Gasbench 2 preparation devices. Analysis of stable isotope ratios C13/C12 and O18/O16 in carbonates by acid digestion and O18/O16, D/H in waters by headspace equilibration. |  | Geochemical Analysis | https://en.wikipedia.org/wiki/Oxford | Chris Day |  |  | Chris.day@earth.ox.ac.uk | [5 empty] | Earth Sciences | Oxford Science Area |  |  | https://www.earth.ox.ac.uk/research/services/geochemical-analysis/stable-isotope-analysis/
earth-sciences-electron-micro-analysis-sem | facility | Earth Sciences Electron Micro-Analysis - SEM | Our FEI Quanta 650 SEM is equipped with secondary and backscattered detectors, Oxford Instruments EBSD and EDS systems, and a CL detector. The instrument has a field emission gun source allowing for imaging of features down to a few nanometers, and can be operated in a low vacuum mode to accommodate insulating samples. |  | Geochemical Analysis | https://en.wikipedia.org/wiki/Oxford | Kris Sokot |  |  | krzysztof.sokol@earth.ox.ac.uk | [5 empty] | Earth Sciences | Oxford Science Area |  |  | https://www.earth.ox.ac.uk/research/services/geochemical-analysis/electron-micro-analysis/scanning-electron-microscope/
earth-sciences-electron-micro-analysis-electron-microprobe | facility | Earth Sciences Electron Micro-Analysis Electron Microprobe | The department houses a camECA SX-5 FE electron Microscope |  | Geochemical Analysis | https://en.wikipedia.org/wiki/Oxford | Andrew Matzen |  |  | andrew.matzen@earth.ox.ac.uk | [5 empty] | Earth Sciences | Oxford Science Area |  |  | https://www.earth.ox.ac.uk/research/services/geochemical-analysis/electron-micro-analysis/e-probe/
earth-sciences-geofacilities-optical-microscopy | facility | Earth Sciences Geofacilities - Optical Microscopy | The facility provides high resolution compound (biological), polarizing (transmitted and incident illumination) and stereozoom imaging and image processing. |  | Geofacilities | https://en.wikipedia.org/wiki/Oxford | Owen Green |  |  | Owen.Green@earth.ox.ac.uk | [5 empty] | Earth Sciences | Oxford Science Area |  |  | https://www.earth.ox.ac.uk/research/services/geofacilities/
earth-sciences-geofacilities-palaeontological-fossil-preparation | facility | Earth Sciences Geofacilities - Palaeontological Fossil Preparation | The facility provides the mechanical and chemical removal of matrix surrounding and obscuring a fossil , the preparation of microfossil rich residues, the stabilization and conservation of fossil and sub-fossil materials, and the replication of fossil material for teaching and display. |  | Geofacilities | https://en.wikipedia.org/wiki/Oxford | Owen Green |  |  | Owen.Green@earth.ox.ac.uk | [5 empty] | Earth Sciences | Oxford Science Area |  |  | https://www.earth.ox.ac.uk/research/services/geofacilities/
earth-sciences-geofacilities-sample-preparation | facility | Earth Sciences Geofacilities Sample Preparation | The facility offers: Rock cutting, grinding, lapping and polishing of surfaces Vacuum and pressure epoxy and acrylic (clear or dyed) resin impregnation of friable material 30µm thin sections various sizes available 2×1?, 3×1?, 3×2? and 4×3? both covered and uncovered Standard or orientated, polished (single or double) for microprobe, cathodoluminescence, ultra- thin, fluid inclusion and crystal optics analysis Uncovered sections for carbonate staining and non-carbonate staining, and prepared surfaces for acetate peels |  | Geofacilities | https://en.wikipedia.org/wiki/Oxford | Owen Green |  |  | Owen.Green@earth.ox.ac.uk | [5 empty] | Earth Sciences | Oxford Science Area |  |  | http://www.earth.ox.ac.uk/research/facilities/rock_preparation
earth-sciences-trace-element-icp-ms-small-research-facility | facility | Earth Sciences Trace Element ICP-MS Small Research Facility | Inductively Coupled Plasma Mass Spectrometry (ICP-MS) is a powerful trace element analytical technique. The high temperature argon plasma provides considerable energy to excite most elements within the periodic table into ions, which are then measured by the mass spectrometer. The Trace Element ICP-MS Small Research Facility has two ICP-MS instruments, one with a magnetic-sector mass spectrometer and another with a quadrupole mass spectrometer. Both offer rapid scanning, high sensitvity and excellent resolution and detection capabilities. The Trace Element Small Research Facility has fully equipped laboratories and has the capacity and expertise to prepare samples for analysis from a variety of earth systems (e.g. terrestrial and meteoritic rock digests; fluvial, pore and sea waters; leached and digested filters, and marine biological samples). All reagents (including certified calibration standards and quality check standards) used to prepare samples for analysis are provided. |  | Geochemical Analysis | https://en.wikipedia.org/wiki/Oxford | Phil Holdship |  |  | philip.holdship@earth.ox.ac.uk | [5 empty] | Earth Sciences | Oxford Science Area |  |  | https://www.earth.ox.ac.uk/research/services/geochemical-analysis/icpms/
earth-sciences-workshop | facility | Earth Sciences Workshop | The Earth Sciences Workshop is a Small Research Facility (S.R.F) with a number of different uses. We are able manufacture scientific equipment and consumables for the department, and others within the university. We can also manufacture equipment for other universities and organisations around the world. Common tasks within the department include: Precision machined components, Column racks, Column moulds, General plastic fabrication, Manufacture of consumables for experiments, Repairs to departmental equipment EARTH SCIENCES WORKSHOP FACILITIES Precision machining including: Manual Turning, Manual Milling, Surface Grinding, Radial Drilling CNC Milling CNC Turning 3D CAD/CAM Facilities Including: offline programming, CAD modelling, Creation of working drawings, Reverse engineering Plastic fabrication, Acrylic, polycarbonate etc. Welding and Fabrication: Guillotines, Sheet metal forming, bending, rolling, punching Electronic and electrical projects/repairs Material hardening. Honing Bench fitting/ general assembly Hydraulics/Pneumatics Painting and plastic coating Arranging outsourced work e.g. subcontracting |  | Workshops | https://en.wikipedia.org/wiki/Oxford | James king |  |  | james.king@earth.ox.ac.uk | Dave Pinchin | dave.pinchin@earth.ox.ac.uk |  |  |  | Earth Sciences | Oxford Science Area |  |  | http://www.earth.ox.ac.uk/research/facilities/workshop
electron-microscopy-facility-dpag | facility | Electron Microscopy Facility (DPAG) | Jeol 1010 Transmission Electron Microscope (TEM) allowing 2D imaging of specimen ultrastructure at up to 100,000x magnification. |  | Microscopy | https://en.wikipedia.org/wiki/Oxford | Helen Christian |  |  | helen.christian@dpag.ox.ac.uk | [5 empty] | Physiology, Anatomy and Genetics | Oxford Science Area |  |  | https://www.dpag.ox.ac.uk/research/electron-microscopy
electronics-design-and-workshop | facility | Electronics Design and Workshop | Electronic engineers group specialists in the design, analysis and manufacture of bespoke electronics systems from prototype to small production. They have specialist equipment for board assembly, a router for making circuit board prototypes, a component pick and place robot and reflow solder ovens including a vapour phase oven;the engineers work with both internal and external clients from concept to final output working to cost and delivery schedules. |  | Workshops | https://en.wikipedia.org/wiki/Oxford |  |  |  | OPTEC_enquiries@physics.ox.ac.uk | [5 empty] | Department of Physics | Oxford Science Area |  |  | https://www.physics.ox.ac.uk/about-us/our-facilities-and-services/electronics-design-and-workshop
electronics-workshop-chemistry | facility | Electronics Workshop - Chemistry | The workshop designs and builds bespoke electronic equipment for research groups. |  | Workshops | https://en.wikipedia.org/wiki/Oxford | Kevin Valentine |  |  | kevin.valentine@chem.ox.ac.uk | [5 empty] | Department of Chemistry | Oxford Science Area |  |  | https://www.chem.ox.ac.uk/
flow-cytometry-facility-chg | facility | Flow Cytometry Facility CHG | The FCF WHG is a class 2 Flow Cytometry Facility. The Flow Cytometry Facility offers a large panel of services ranging from advice to sample preparation and operator-managed sorts: -BD LSRFortessa X20 FACS Analyser and Sony SH800z FACS Sorter Training. -BD FACSARIA Fusion Operated sorts. -Experimental design and fluorophore panel optimisation. -Custom experiments -Analysis station -BD Rhapsody Pipeline (coming soon) |  | Flow Cytometry | https://en.wikipedia.org/wiki/Headington |  |  |  | flow@well.ox.ac.uk | [5 empty] | Centre for Human Genetics |  |  |  | https://www.well.ox.ac.uk/research/scientific-cores/flow-cytometry
flow-cytometry-facility-experimental-medicine | facility | Flow Cytometry Facility Experimental Medicine | The Experimental Medicine Division Flow Cytometry Facility based in Room 5605, Level 5, John Radcliffe Hospital offers a high-quality Flow Cytometry service to a variety of users, using a wide variety of techniques. The Facility was initially funded with a combination of funds from the Translational Gastroenterology Unit, Biomedical Research Council and Nuffield Department of Clinical Medicine. The Facility comprises BD SORP LSRII & BD LSRFortessa analysers, a Cytek Aurora spectral cytometer, plus a BD FACSAriaIII cell sorter. All instruments in the Facility are on maintenance contracts so that they are regularly serviced and can be repaired should any problems arise. We offer training for the instruments, assistance planning your experiments and can advise regarding your data analysis; we can supply you with access to the analysis software FlowJo, Tree-Star, Inc (registration fee applicable) as part of our site license. We are also happy to give an introduction to flow cytometry for those new to the technique. |  | Flow Cytometry | https://en.wikipedia.org/wiki/Headington | Helen Ferry |  |  | helen.ferry@ndm.ox.ac.uk | [5 empty] | NDM- Experimental Medicine |  |  |  | https://www.expmedndm.ox.ac.uk/flow-cytometry-facility
flow-cytometry-facility-kennedy-institute-of-rheumatology | facility | Flow Cytometry Facility Kennedy Institute of Rheumatology | The KIR flow facility operates 2 BD analysers (LSRII, Fortessa X20), 1 Cytek spectral analyser (Aurora), and 1 BD cell sorter (Aria III). LSR II (R/B/V), Fortessa X20 (R/B/V/YG) are 14-colour maximum panel size. The YG laser on the Fortessa offers an advantage with dsRed/mCherry/tdTomato reporters. The Fortessa has a plate loader. Aurora (R/B/V/YG/UV) is a spectral cytometer capable of a 40-colour panel size, with a very effective plate loader for automation. A major part of the KIR scientific remit is immune/stromal crosstalk. This is facilitated by autofluorescence extraction available on the Aurora, whilst the large panel size enables multiplexing of several smaller panels. Aria III (R/B/V/YG), configuration equivalent to the Fortessa. Cell sorter is enclosed in a BSC for safe sorting of unscreened blood. Can sort 4 populations simultaneously or into single wells of a 96-well plate. Maximum throughput around 50 million cells/hr for PBMC/splenocyte or similar. |  | Flow Cytometry | https://en.wikipedia.org/wiki/Headington | Jonathan Webber |  |  | jonathan.webber@kennedy.ox.ac.uk | [5 empty] | Kennedy Institute of Rheumatology |  |  |  | https://www.kennedy.ox.ac.uk/facilities/flow-cytometry
flow-cytometry-facility-wimm | facility | Flow Cytometry Facility WIMM | The facility houses eight igh-end analysers and five cell sorters. The Facility’s four full-time staff members can provide cell sorting services, with special expertise in single-cell sorting. Training is offered for self-operation of cell analysers and advice can be given on all aspects of instrument setup, operation and data analysis. All of the Facility’s flow cytometers have high-end technical specifications to facilitate the wide range of research applications carried out in the MRC WIMM including, amongst many other applications, phenotyping to study changes in cell types following disease or vaccination and measurement of markers that are involved in haematopoiesis. |  | Flow Cytometry | https://en.wikipedia.org/wiki/Headington |  |  |  | wimm_cellsort@maillist.ox.ac.uk | [5 empty] | Weatherall Institute of Molecular Medicine (WIMM) |  |  |  | https://www.imm.ox.ac.uk/research/facilities/flow-cytometry-facility
flow-cytometry-analysis-and-cell-sorting-jenner-institute | facility | Flow Cytometry: Analysis and Cell Sorting Jenner Institute | The facility provides two main flow cytometer based services: flow sorting and flow analysis. These services are available to all members of Oxford University, other academic institutions, and industry. Training and/or experimental and technical assistance is provided as necessary. On-site data analysis may be performed with FlowJo or FACSDiva. For cell sorting there is a single high-speed cell-sorter that has a dedicated operator to run the user’s samples. Up to 4 populations can be sorted simultaneously or there is the option to sort into multi-well plates. For flow analysis there are 3 digital cytometers available for booking. The user has the option of having the samples run for them, in which case they will need to liaise with the facility manager, or they can run their own samples after suitable training. In all cases the user prepares their own samples. Equipment includes: BECTON DICKINSON FACSARIA FUSION WITH BIOLOGICAL SAFETY HOOD (PURCHASED 2020), BECTON DICKINSON LSR FORTESSA X20 (PURCHASED 2018), BECTON DICKINSON FACSCELESTA (PURCHASED 2017), BECTON DICKINSON LSR II (PURCHASED 2007). |  | Flow Cytometry | https://en.wikipedia.org/wiki/Headington | Andrew Worth |  |  | andrew.worth@ndm.ox.ac.uk | [5 empty] | NDM- Jenner Institute |  |  |  | https://www.jenner.ac.uk/research/core-facilities/flow-cytometry-facility
genome-engineering-facility | facility | Genome Engineering Facility | The WIMM Genome Engineering Facility is a central service open to the Oxford research community. We assist researchers in experimental planning and assembly of reagents for the generation of tailor-made experimental model systems. We are highly experienced in the generation of engineered immortalized cell lines, primary cells and stem cells of different origins, and provide a service platform for the generation of transgenic models. |  | Genome Engineering | https://en.wikipedia.org/wiki/Headington | Christian Babbs |  |  | christian.babbs@imm.ox.ac.uk | [5 empty] | Weatherall Institute of Molecular Medicine (WIMM) |  |  |  | https://www.imm.ox.ac.uk/research/facilities/genome-engineering-facility
genome-engineering-oxford | facility | Genome Engineering Oxford (GEO) | Genome Engineering Oxford (GEO) is a joint venture between the Dunn School of Pathology, DPAG, Biochemistry and Pharmacology. We provide a CRISPR design and testing service for generating experimentally tested vectors. In October 2017, GEO launched the engineered mammalian cell lines program. For this new service, we generate clonal cell lines* containing a mutation of interest (e.g. knock-out, knock-in, SNP, etc.). Service & Equipment available: CRISPR design, testing and production service, Advice on best strategies for genome engineering in all systems and organisms, Vector design, construction and testing, Generation of custom-made mammalian cell lines harbouring user-defined genomic alterations, such as deletions, insertions and point mutations. Access to facility: Services are available to all members of Oxford University, but those in DPAG, Biochemistry, Pathology and Pharmacology have preferential access and rates. Potential users should contact Joey Riepsaame to discuss the details of their projects. The CRISPR design, assembly and testing service is normally performed by the facility, but other experiments will be performed either in collaboration with or entirely by users. Training required/available: No training is required apart from a basic knowledge of the CRISP system and the genomic structure of the genes of interest. Collaborative projects will likely involve training in the design and implementation of genome engineering techniques, and are assessed on an individual basis. |  | Genetic Techniques | https://en.wikipedia.org/wiki/Oxford | Joey Riepsaame |  |  | joey.riepsaame@path.ox.ac.uk | [5 empty] | Dunn School of Pathology | Oxford Science Area |  |  | http://www.path.ox.ac.uk/content/genome-engineering-oxford-geo
glassblowing-workshop-chemistry | facility | Glassblowing Workshop - Chemistry | Bespoke glass-making workshop with all work undertaken by the Glass Design & Fabrication Facility Manager |  | Workshops | https://en.wikipedia.org/wiki/Oxford | Terri Adams |  |  | terri.adams@chem.ox.ac.uk | [5 empty] | Department of Chemistry | Oxford Science Area |  |  | https://www.chem.ox.ac.uk/facilities-and-services
histology-small-research-facility | facility | Histology Small Research Facility | The Facility specialises in Cryosectioning, Immunohistochemistry and Light microscopy histological techniques. The Histology Small Research Facility is based in the Sherrington Building and is a shared service between the Department of Physiology, Anatomy and Genetics (DPAG) and the Department of Experimental Psychology (EP). The facility is open to all University of Oxford researchers for their own use after a mandatory Laboratory induction by the Histology Manager. Specialist histology equipment available: Freezing stage Leica /Leitz Microtomes, Bright Cryostat, Leica Vibratome, Rotary Microtome for paraffin embedded tissue, Light Microscopes. |  | Histology | https://en.wikipedia.org/wiki/Oxford | Greg Daubney |  |  | greg.daubney@psy.ox.ac.uk | [5 empty] | Psychology | Oxford Science Area |  |  | https://www.dpag.ox.ac.uk/research/histology
history-of-science-museum-conservation-facility | facility | History of Science Museum Conservation Facility | Conservation facility |  | Conservation | https://en.wikipedia.org/wiki/Oxford | Cheryl Wolfe |  |  | cheryl.wolfe@hsm.ox.ac.uk | [5 empty] | History of Science Museum | Oxford City Centre |  |  | https://www.hsm.ox.ac.uk/
inorganic-materials-characterisation | facility | Inorganic Materials Characterisation | The Inorganic Materials Characterisation (IMC) facility is based in the Inorganic Chemistry Laboratory on South Parks Road, specialising in magnetic property and powder X-ray diffraction measurements. The facility houses an MPMS-XL and a state-of-the-art MPMS-3 SQUID magnetometer, low temperature conductivity measurement apparatus, a high-intensity Bruker D8 Advance Eco Cu sourced diffractometer, and high-resolution Malvern Panalytical X’pert and Empyrean Cu sourced diffractometers. The facility provides training to allow users to conduct their own measurements and support for interpreting their data. Access is open to members of the Chemistry department and is open to external researchers on request. |  | Crystallography / X-Ray Techniques | https://en.wikipedia.org/wiki/Oxford | Simon Cassidy |  |  | simon.cassidy@chem.ox.ac.uk | [5 empty] | Department of Chemistry | Oxford Science Area |  |  | https://imc.web.ox.ac.uk/
james-lillian-martin-centre-stem-cell-research | facility | James and Lillian Martin Centre for Stem Cell Research | The James and Lillian Martin Centre for Stem Cell Research specialises in using human Pluripotent Stem cell (hPSc) technology to model disease. The facility has expertise in the generation of patient-derived hiPSc lines, genotypic and phenotypic quality control, genetic manipulation of hPSc using CRISPR/Cas9, and directed differentiation, particularly into monocyte/macrophage and neuronal lineages. |  | Stem Cell Technology | https://en.wikipedia.org/wiki/Oxford | Sally Cowley |  |  | sally.cowley@path.ox.ac.uk | [5 empty] | Dunn School of Pathology | Oxford Science Area |  |  | https://www.path.ox.ac.uk/content/james-martin-stem-cell-facility
kennedy-institute-of-rheumatology-advanced-microscopy | facility | Kennedy Institute of Rheumatology Advanced Microscopy | Advanced Microscopy in the Kennedy brings together leading expertise and technology, to both use and develop cutting-edge microscopy methods. By building connections across Oxford and championing a culture for respect and innovation in microscopy, the facility aims to future-proof excellence for Bioimaging within Oxford, keeping it competitive with international research. |  | Advanced Microscopy | https://en.wikipedia.org/wiki/Headington | Kseniya Korobchevskaya |  |  | kseniya.korobchevskaya@kennedy.ox.ac.uk | [5 empty] | Kennedy Institute of Rheumatology |  |  |  | https://www.kennedy.ox.ac.uk/platforms-and-technologies/advanced-microscopy-centre
kennedy-institute-of-rheumatology-histology-facility | facility | Kennedy Institute of Rheumatology Histology Facility | The Histology team can help you with all aspects of histology and immunohistochemistry; from the complete process of turning tissue into slides or anything in between. With a suite of the same equipment found in hospital histology labs we are able to carry out large scale sectioning and staining projects with a high standard of quality and consistency. The lab predominantly performs paraffin embedding and sectioning but are able to produce cryosections too. We can also help optimise immunohistochemistry protocols for new antibodies and train you to use a microtome or cryostat (subject to the relevant safety induction by Jennifer Cole). We have specialised experience in sectioning bone but are happy to take on any tissue. The Lab can be found on the second floor of the Kennedy Institute, in lab 30.38 |  | Histology | https://en.wikipedia.org/wiki/Headington | Ida Parisi |  |  | ida.parisi@kennedy.ox.ac.uk | Rhiannon Cook |  |  | rhiannon.cook@kennedy.ox.ac.uk |  | Kennedy Institute of Rheumatology |  |  |  | https://www.kennedy.ox.ac.uk/facilities/cytof-mass-cytometry
kennedy-institute-of-rheumatology-mass-cytometry-facility | facility | Kennedy Institute of Rheumatology Mass Cytometry Facility | We have a range of panels designed for human and murine cells ranging from lymphoid, myeloid and stromal cells, ready to adapt to your research needs. |  | Mass Cytometry | https://en.wikipedia.org/wiki/Headington | Dr. David Ahern |  |  | david.ahern@kennedy.ox.ac.uk | [5 empty] | Kennedy Institute of Rheumatology |  |  |  | https://www.kennedy.ox.ac.uk/facilities/histology-service
laboratory-for-in-situ-microscopy-and-analysis | facility | Laboratory for In-situ Microscopy and Analysis (LIMA) | The Laboratory for In-situ Microscopy and Analysis (LIMA) is a unique facility comprising state of the art characterisation equipment allowing simultaneous investigation of the structure-property-composition relationship in materials systems at different length scales. The Laboratory is part of the Solid Mechanics and Materials Engineering Group in the Department of Engineering Science at the University of Oxford. The Group, which has a long tradition in Oxford, initiated by Hooke’s work on the elasticity of springs, leads internationally recognised research in areas including fretting fatigue, residual stress measurement, sintering and cracking and high-strain rate behaviour of materials. |  | Microscopy | https://en.wikipedia.org/wiki/Oxford | Kalin Dragnevski |  |  | kalin.dragnevski@eng.ox.ac.uk | [5 empty] | Engineering Science | Oxford Science Area |  |  | https://eng.ox.ac.uk/lima
light-microscopy-facility | facility | Light Microscopy Facility | The Light Microscopy Facility is housed in the Old Road Campus Research Building and is freely accessible to all groups in the Ludwig Oxford. It provides and maintains cutting-edge instruments in the main facility, smaller microscopes throughout the Institute, as well as guidance, training and support for all stages of all imaging experiments ensuring best practice and reliable data. Instruments include: 2 x Zeiss LSM980s including Airyscan Super-resolution, multiphoton laser, live cell incubation 2 colour high speed, high sensitivity live cell imaging for cardiac myocyte imaging through Nikon Ti-2 and Photometrics Kinetix cameras Long term live cell fluorescence and brightfield Perkin-Elmer Operetta High Content Imaging Hamamatsu Nanozoomer S210 Slide Scanner |  | Light Microscopy | https://en.wikipedia.org/wiki/Headington | Richard Lisle |  |  | Richard.lisle@ludwig.ox.ac.uk | [5 empty] | Ludwig Institute for Cancer Research |  |  |  | https://www.ludwig.ox.ac.uk/research/Facilities
mass-spectrometry-research-facility | facility | Mass Spectrometry Research Facility | The Mass Spectrometry Research Facility is housed in the Chemistry Research Laboratory and is one of the largest and best equipped mass spectrometry labs in the UK. It has 21 mass spectrometer systems with an equipment base of £7.5 million providing a wide range of analytical capabilities. It is run and managed by four full time staff and attracts research students and visiting academics. Instrumentation includes GC-MS, LC-MS, nanoLC/MS, MALDI TOF and ion-mobility-MS systems. Equipment access is configured to provide open access, trained user and HRMS systems available for researchers across the department. A number of mass spectrometry services include: accurate mass, high resolution and biological molecule analysis (oligonucleotides and proteins) provided for departmental researchers. An external mass spectrometry service and research collaboration framework caters for links with external academic institutions and interactions with industry. |  | Mass Spectrometry (MS) | https://en.wikipedia.org/wiki/Oxford | James McCullagh |  |  | james.mccullagh@chem.ox.ac.uk | [5 empty] | Department of Chemistry | Oxford Science Area |  |  | https://massspec.web.ox.ac.uk/
materials-cleanroom-facility | facility | Materials - Cleanroom Facility | 150 m² of cleanroom space, class 10,000. Measurement Suite: 236 Source measure unit, 2410 HV Digital Sourcemeter, 2420 HC Digital sourcemeter,590 CV Analyser,2361 Trigger control unit, 7001 80 CH Switching system with installed 7065 Hall Effect Card. Metal Deposition: Eurocoater thermal evaporator and the EBS-1800 e-beam deposition equipment. Yellow Area for Photolithography: Quintel Q4000-6 Mask Aligner. Reactive Ion Etching: Plasmalab RIE-80 Plus. Plasma Enhanced Chemical Vapour Deposition (PECVD): Plasmalab DP-80 Plus. Wafer Microscope: Olympus BX51 reflective microscope. Rapid Thermal Annealing system: Jipelec Jetfirst Rapid Thermal Annealing Processor. |  | Cleanroom | https://en.wikipedia.org/wiki/Oxford | Radka Chakalova |  |  | radka.chakalova@materials.ox.ac.uk | [5 empty] | Department of Materials | Oxford Science Area |  |  | https://www.materials.ox.ac.uk/local/clean/cleanroom.html
mechanical-design-and-workshop | facility | Mechanical Design and Workshop | Our specialist mechanical engineering team provides design, manufacturing and technical support for projects across the University and for external collaborators; we have a dedicated research workshop for supporting the teaching and research activities within the department. What we do: CNC milling, CNC turning, CNC wire and spark erosion, From Labs 3D printing (max 145mm x x145mm x 185mm), Plastic injection moulding, Manual machining, Vacuum testing, Welding ,Assembly, CMM measurement and metrology, Mechanical engineering design, Finite Element Analysis (FEA) and Computation Fluid Dynamics (CFD), Laser table equipment, Technical advice and more. |  | Mechanical Design and Analysis | https://en.wikipedia.org/wiki/Oxford |  |  |  | OPTEC_enquiries@physics.ox.ac.uk | [5 empty] | Department of Physics | Oxford Science Area |  |  | https://www.physics.ox.ac.uk/about-us/our-facilities-and-services/mechanical-design-and-workshop
mechanical-workshop-chemistry | facility | Mechanical Workshop Chemistry | Use of Mechanical equipment to build equipment to specifications for lab use. |  | Workshops | https://en.wikipedia.org/wiki/Oxford | Andrew Green |  |  | andrew.green@chem.ox.ac.uk |  |  |  | mechanical@chem.ox.ac.uk |  | Department of Chemistry | Oxford Science Area |  |  | https://www.chem.ox.ac.uk/
micron-imaging-facility | facility | Micron Imaging Facility | In Micron we offer a full suite of facilities and services to enable biological researchers to access the latest microscope technologies. The facility team provide training and support on a wide range of microscopes ranging from super-resolution to cryo-correlative microscopy. We are happy to advise users on what system is most appropriate for their experiment and to offer help with sample preparation and experimental design. Micron also provides access to the latest image analysis, data storage and visualisation methods including super-resolution quality control, de-noising and machine learning-based image analysis. The facility in Biochemistry is partnered with many imaging facilities in other departments across Oxford through the Oxford Bioimaging Network, so users have access to the full range of the microscopes that biologists need, from wide-field deconvolution, confocal, light-sheet and 4Pi to 3DSIM, STED, dSTORM, TIRF, FCS and CLEM. Our microscopes are housed at the Department of Biochemistry, in Phase 1 of the New Biochemistry building. South Parks Rd, Oxford, OX1 3QU, UK |  | Microscopy | https://en.wikipedia.org/wiki/Oxford |  |  |  | micron@bioch.ox.ac.uk | [5 empty] | Biochemistry | Oxford Science Area |  |  | https://micronoxford.com/
molecular-biophysics-suite | facility | Molecular Biophysics Suite | The Molecular Biophysics Suite (MBS) is a facility within the Department of Biochemistry and is dedicated to the analysis of proteins and their complexes. The MBS now houses eleven pieces of equipment that together yield complementary biophysical data on proteins and their complexes. The type of information that we obtain includes whether proteins are folded, the size and shape of protein complexes, and the underlying kinetics and thermodynamics of complex formation. The day-to-day running of the facility is in the hands of Dr. David Staunton, the MBS lab manager, while the strategic development of the facility is overseen by Prof Colin Kleanthous (Biochemistry) who is helped by an advisory board comprising Profs Simon Draper (Biochemistry) and Rob Gilbert (STRUBI). David makes sure all MBS users are trained on the equipment and in analyzing their data. In some instances, such as for size-exclusion chromatography multiple angle laser light scattering, David runs a service according to the particular specifications of researchers. Access charges are levied on all instruments that pay for maintenance and service charges and the overheads associated with the facility. Booking is through the website. |  | Protein anlysis | https://en.wikipedia.org/wiki/Oxford | David Staunton |  |  | david.staunton@bioch.ox.ac.uk | [5 empty] | Biochemistry | Oxford Science Area |  |  | https://www2.bioch.ox.ac.uk/molecular_biophysics_suite/
mrc-wimm-sequencing-facility | facility | MRC WIMM Sequencing Facility | The MRC WIMM Sequencing facility provides sequencing services to all members of the Institute. Next Generation Sequencing, Sanger DNA Sequencing, and HLA Typing |  | Sequencing | https://en.wikipedia.org/wiki/Headington | Timothy Rostron |  |  | timothy.rostron@imm.ox.ac.uk | [5 empty] | Weatherall Institute of Molecular Medicine (WIMM) |  |  |  | https://www.imm.ox.ac.uk/research/facilities/sequencing-facility
nanofabrication-and-electron-microscopy-physics | facility | Nanofabrication and Electron Microscopy - Physics | The Nanofabrication & Electron Microscopy Facility is a Small Research Facility (SRF) within the Department of Physics which provides researchers with access to state-of-the-art capabilities for micro- and nano-fabrication and scanning electron microscopy. The Facility is primarily used by members of the Department and the wider University, but is also available to those outside the University, including academic, commercial and industrial users. We provide researchers and external customers with access to cleanroom facilities for micro- and nanofabrication and scanning electron microscopy. The core of the facility is a Class 100 and Class 1000 cleanroom suite for sample preparation and lithography, including equipment for resist processing, thin-film deposition, and etching. Additional capabilities include electron beam lithography (EBL) for nanoscale lithographic tasks and focused ion beam (FIB) for small-scale micro- and nano-patterning or materials characterisation, including 3D sub-surface analysis. Scanning electron microscopy facilities are available for high-resolution imaging, metrology, and elemental analysis with energy dispersive X-ray spectroscopy (EDS/EDX). We provide training for researchers to use our equipment and we welcome enquiries from across the University of Oxford and beyond, including from commercial and industrial users. |  | Nanofabrication and Electron Microscopy | https://en.wikipedia.org/wiki/Oxford | Jason Brown |  |  | jason.brown@physics.ox.ac.uk | [5 empty] | Department of Physics | Oxford Science Area |  |  | https://www.physics.ox.ac.uk/about-us/our-facilities-and-services/nanofabrication-and-electron-microscopy
nanosims-group | facility | NanoSims Group | The Cameca NanoSIMS 50 is an ultra high resolution chemical imaging instrument combining the sensitivity of dynamic SIMS with a lateral resolution below 100nm. The machine was delivered in August 2002 and is currently being used on a wide range of projects in the analysis of metallic and polymeric materials. The current focus of interest has shifted away from the typical materials found in materials science towards more life science oriented projects which include cancer cells, cancer tissue, trace elements in cereal grains and metal hyperaccumulator plants. |  | Mass Spectrometry (MS) | https://en.wikipedia.org/wiki/Oxford | junliang Liu |  |  | junliang.liu@materials.ox.ac.uk | [5 empty] | Department of Materials | Oxford Science Area |  |  | http://nanosims.materials.ox.ac.uk/
nicholas-kurti-high-magnetic-field-facility | facility | Nicholas Kurti High Magnetic Field Laboratory | The Nicholas Kurti High Magnetic Field Laboratory provides access to the highest magnetic fields available within the UK. Pulsed magnet technology allows very high magnetic fields to be achieved for a short space of time. Resistive heating causes the magnet to warm up between pulses, but only long after the data has been taken. Pulsed magnets are the only way to access fields in excess of 45 T. The Nicholas Kurti Magnetic Field Laboratory has three experimental magnet cells, which are powered by a configurable capacitor bank with maximum energy storage of 3MJ. Pulsed magnets are designed and wound in-house and achieve fields of up to around 70T. Pulse lengths of the order of 10 ms can be adjusted by changing the configuration of the capacitor bank and repetition times are under an hour for full field shots. Non-standard and custom-made magnets are also available with longer pulse lengths, but typically at the cost of peak field. |  | Magnet Systems | https://en.wikipedia.org/wiki/Oxford |  |  |  | TSG_Enquiries@physics.ox.ac.uk | [5 empty] | Department of Physics | Oxford Science Area |  |  | https://www.physics.ox.ac.uk/about-us/our-facilities-and-services/nicholas-kurti-high-magnetic-field-laboratory
nmr-centre-biochemistry | facility | NMR Centre Biochemistry | The Biochemistry NMR facility has four solution-state Bruker spectrometers running at 1H frequencies of 500, 600, 750 and 950 MHz. All spectrometers have high-sensitivity cryoprobes for 1H/13C/15N detection. The NMR facility is located in the basement of the Rex Richards Building, close to New Biochemistry. If you are interested in using NMR in your research or would like more information about the NMR facility please contact Christina Redfield. |  | NMR Spectroscopy | https://en.wikipedia.org/wiki/Oxford | Christina Redfield |  |  | christina.redfield@bioch.ox.ac.uk | [5 empty] | Biochemistry | Oxford Science Area |  |  | https://biochnmrcentre.web.ox.ac.uk/
nmr-spectroscopy-facility-chemistry | facility | NMR Spectroscopy Facility - Chemistry | The NMR facility housed in the Chemistry Research Laboratory is one of the largest available to research chemists in the UK. It houses thirteen solution-state and two solid-state FT NMR instruments with proton operating frequencies ranging up to 700 MHz, which are capable of running most experiments of interest to the research chemist. The facility supports the full range of chemical sciences research across the department and university including synthetic organic and inorganic chemistry, supramolecular chemistry, chemical biology, enzymology, metabolomics, catalysis and materials science. Please see the list of instruments |  | NMR Spectroscopy | https://en.wikipedia.org/wiki/Oxford | Nick Rees |  |  | nick.rees@chem.ox.ac.uk | [5 empty] | Department of Chemistry | Oxford Science Area |  |  | https://nmr.chem.ox.ac.uk/
optical-particle-imaging-centre | facility | Optical Particle Imaging Centre (OPIC) | The Oxford Particle Imaging Centre (OPIC) is part of the Division of Structural Biology (STRUBI) within the Nuffield Department of Clinical Medicine at the University of Oxford. OPIC offers a wealth of high resolution imaging resources for internal and external applicants. Working in synergy with eBIC (Harwell, UK), they have the unique capability of preparing and collecting TEM data on BSL3 virus samples. Access to the facility is available at request for academia and industry alike at competitive prices |  | Cryo-Electron Microscopy | https://en.wikipedia.org/wiki/Headington |  |  |  | embookings@strubi.ox.ac.uk | [5 empty] | NDM- Structural Biology |  |  |  | https://www.opic.ox.ac.uk/
oxford-materials-characterisation-service | facility | Oxford Materials Characterisation Service (OMCS) | OMCS offers a comprehensive service for the investigation of materials and materials related problems. OPTICAL MICROSCOPY: optical and electron microscopes to image and analyse samples providing morphology, micro-analysis and phase determination. SURFACE ANALYSIS: surface analysis techniques to investigate the properties of surfaces including elemental composition and chemistry together with depth profiling and imaging capabilities. X-RAY TECHNIQUES: X-ray techniques to non-destructively investigate the properties of materials, including composition, crystal structure and physical form. MOLECULAR SPECTROSCOPY: The use of the absorption, emission, or scattering of electromagnetic radiation by atoms or molecules to obtain compositional information about the material of interest and to study physical processes. THERMAL ANALYSIS: Instruments available to determine the thermal properties of materials including thermogravimetric, differential scanning calorimetry and microcalorimetry. PARTICLE SIZE ANALYSIS: A variety of equipment depending on particle size and required analysis. |  | Materials Investigation | https://en.wikipedia.org/wiki/Oxford |  |  |  | omcs.manager@materials.ox.ac.uk | [5 empty] | Department of Materials | Oxford Science Area |  |  | http://www-omcs.materials.ox.ac.uk/
oxford-motion-capture-services | facility | Oxford Motion Capture Services | Our Motion Capture Studio is equipped with a 22-camera Vicon Vantage V16 system and offers a capture volume of up to 16 x 5 x 3 m. We specialise in motion capture of animals including birds in flight, and in biomechanics and robotics applications including work with drones for the defence and security sector. We offer use of our studio with or without technical support. The studio is located at the John Krebs Field Station, Wytham, OX2 8QJ. |  | Other | https://en.wikipedia.org/wiki/Oxford | Marco Klein Heerenbrink |  |  | marco.kleinheerenbrink@biology.ox.ac.uk | [5 empty] | Department of Biology | Whytham Woods |  |  | https://www.biology.ox.ac.uk/
oxford-university-museum-of-natural-history-conservation-facility | facility | Oxford University Museum of Natural History Conservation Facility | The museum has very well-equipped laboratories for imaging and characterising macro- and microscopic palaeontological and zoological samples. |  | Conservation | https://en.wikipedia.org/wiki/Oxford | Ricardo Pérez-de la Fuente |  |  | ricardo.perez-de-lafuente@oum.ox.ac.uk | research at OUMNH |  |  | research@oum.ox.ac.uk |  | Oxford University Museum of Natural History | Oxford Science Area |  |  | https://www.oumnh.ox.ac.uk/small-research-facilities
photofabrication-unit | facility | Photofabrication Unit (PFU) | The facility has been part of the Physics Department for over 40 years, making printed circuit boards and etched components for the university and local industry. We can fabricate solid etched parts, flexible copper circuits and multi-layer printed circuit boards, while our conveyor system allows medium sized production runs to be made with a short turnaround time. We have cleanroom facilities that allow device manufacture with mask aligner and both ball and wedge type bonders for gold and aluminum wire bonding. |  | Photofabrication | https://en.wikipedia.org/wiki/Oxford |  |  |  | OPTEC_enquiries@physics.ox.ac.uk | [5 empty] | Department of Physics | Oxford Science Area |  |  | https://www.physics.ox.ac.uk/about-us/our-facilities-and-services/photofabrication
polymer-processing | facility | Polymer Processing | The Oxford web coater is able to deposit a wide variety of thin coatings (polymers, aluminium, other sputter-deposited layers such as oxides or metals) on a variety of substrates. |  | Materials Processing | https://en.wikipedia.org/wiki/Oxford | Hazel Assender |  |  | hazel.assender@materials.ox.ac.uk | [5 empty] | Dunn School of Pathology | Oxford Science Area |  |  | Polymer Processing ¦ Department of Materials (ox.ac.uk)
preclinical-imaging-facilities | facility | Preclinical Imaging Facilities | The department has two high resolution Magnetic resonance imaging systems, specialising in in vivo cine and cardiac MRI. We also have access to Hyperpolarized magnetic resonance imaging capabilities. |  | Imaging | https://en.wikipedia.org/wiki/Oxford | Imaging at DPAG |  |  | imaging@dpag.ox.ac.uk | [5 empty] | Physiology, Anatomy and Genetics | Oxford Science Area |  |  | https://www.dpag.ox.ac.uk/research/preclinical-imaging-facilities
research-lab-for-archaeology-and-the-history-of-art | facility | Research Lab for Archaeology and the History of Art | The Research Laboratory for Archaeology and the History of Art (RLAHA) is an key part of the School of Archaeology, with the laboratories and other facilities to support research involving the use of scientific methods within Archaeology. The RLAHA includes the following main elements: The Oxford Radiocarbon Accelerator Unit (ORAU), including an MICADAS AMS for radiocarbon measurement, associated sample pre-treatment facilities, compound specific analysis facilities (HPLC, GC-MS, SFE/SFC). The Wellcome Trust Palaeogenomics & Bio-Archaeology Research Network (PalaoBARN) is based here, with its specially built ancient DNA facility in another building nearby. The Bioarchaeology laboratory, including access to chemical preparation areas and facilities for stable isotope analysis. Tephrochronology facilities including an electron microprobe and dedicated laboratory for the preparation of crypto-tephra samples. The Luminescence Laboratory, with facilities for Optically Stimulated Luminescence dating and for research into novel luminescence techniques. Materials analysis laboratories with the facilities to use many different techniques (SEM, light microscopy, XRF) for the study of a whole range of archaeological materials. |  |  | https://en.wikipedia.org/wiki/Oxford | Stephen Hick |  |  | Stephen.hick@arch.ox.ac.uk | [5 empty] | Archaeology | Oxford Science Area |  |  | https://archit.web.ox.ac.uk/research-lab-archaeology-and-history-art
structural-dynamics-lab | facility | Structural Dynamics Lab | The Structural Dynamics Lab, situated at the Jenkin Building, is dedicated to dynamic testing of structural and non-structural components and vibration monitoring of field projects. It has an array of actuators and sensors that allow in-lab testing of experimental setups and field monitoring of vibrations in structure slike bridges, buildings, museums and galleries. |  | Non-linear dynamics | https://en.wikipedia.org/wiki/Oxford | Manolis Chatzis |  |  | manolis.chatzis@eng.ox.ac.uk | [5 empty] | Engineering Science | Oxford Science Area |  |  | https://eng.ox.ac.uk/non-lineardynamics/structural-dynamics-lab/
surface-analysis-facility | facility | Surface Analysis Facility (SAF) | The University of Oxford Surface Analysis Facility (SAF) is contained within the Department of Chemistry and consists of a set of commercial instruments chosen specifically to interrogate the properties of surfaces initially purchased using the generous financial support of the EPSRC under the Strategic Equipment Initiative part of the Schemes Group. The SAF provides a diverse range of equipment and experienced staff to help analyze and modify surfaces. |  | Surface Analysis | https://en.wikipedia.org/wiki/Oxford | Robert Jacobs |  |  | robert.jacobs@chem.ox.ac.uk | [5 empty] | Department of Chemistry | Oxford Science Area |  |  | http://saf.chem.ox.ac.uk/
spr-facility | facility | Surface Plasmon Resonance Facility | The SPR facility in the Dunn School provides access to one fully-maintained SPR biosensor: Biacore T200 – for ultra-low immobilisation experiments. e also supply the core reagents and consumables required for experiments. Our friendly and supportive team also provides training and advice on all aspects of your work including sample preparation, instrument operation, experiment design, and data analysis and interpretation. The Surface Plasmon Resonance Facility is managed by Omer Dushek and Mikhail Kutuzov. |  | Biomolecular Interaction Analysis | https://en.wikipedia.org/wiki/Oxford | Mikhail Kutuzov |  |  | spr@path.ox.ac.uk | [5 empty] | Dunn School of Pathology | Oxford Science Area |  |  | http://www.path.ox.ac.uk/content/surface-plasmon-resonance-facility
sustainable-digital-scholarship | facility | Sustainable Digital Scholarship (SDS) Service | SDS is one of the University of Oxford's research data management services, helping projects and researchers to store, publish and sustain their research data outputs.The?Sustainable Digital Scholarship (SDS)?service aims to help researchers safeguard the legacy of their research, and get the best out of the data storage technologies currently available at the University of Oxford by collaborating with other key service providers in this space, such as those on offer in the Bodleian and IT Services. We can help researchers and project staff to create accounts on the Sustainable Digital Scholarship (SDS) platform, and get started with training, project set-up or migration, and ongoing technical development. |  | Data Storage | https://en.wikipedia.org/wiki/Oxford |  |  |  | sds@it.ox.ac.uk | [5 empty] | IT Services | Oxford City Centre |  |  | https://www.sds.ox.ac.uk/sustainable-digital-scholarship
tdi-mass-spec-laboratory | facility | TDI Mass Spectrometry Laboratory | The group are focused on using proteomics, mass spectrometry and biochemical approaches to understand disease processes. |  | Mass Spectrometry (MS) | https://en.wikipedia.org/wiki/Headington | Roman Fischer |  |  | roman.fischer@ndm.ox.ac.uk | [5 empty] | NDM- Target Discovery Institute |  |  |  | https://www.tdi.ox.ac.uk/research/research/tdi-mass-spectrometry-laboratory
don-mason-facility-flow-cytometry | facility | The Don Mason Facility of Flow Cytometry | The Don Mason Facility of Flow Cytometry (previously known as the Sir William Dunn School of Pathology Flow Cytometry Facility) offers access to state-of-the-art flow cytometers and provides a bespoke cell sorting service, as well as comprehensive support on panel design, flow data analysis and cell sorting. |  | Flow Cytometry | https://en.wikipedia.org/wiki/Oxford | Robert Hedley |  |  | robert.hedley@path.ox.ac.uk | [5 empty] | Dunn School of Pathology | Oxford Science Area |  |  | https://www.oxforddmflowcytometry.com/
thin-film-facility | facility | Thin Film Facility | Our thin film facility provides a comprehensive coating design, manufacture and measurement service for University of Oxford as well as for industry. We are able to provide custom coatings for the optical, electronic, semiconductor and aerospace fields. Thin film coatings can be deposited on a wide variety of materials including metals, plastics, semiconductors, ceramics and glass on sizes ranging from 1mm up to 254mm diameter. Metallic coatings can be deposited as either single layers or with other metals to thicknesses in the range of 3nm to 500nm. Common metals for coating are gold, silver, aluminium, titanium, chromium, copper, iron and platinum. What we do: Metallic coatings – can be deposited as either single layers or with other metals to thicknesses in the range of 3nm to 500nm; common metals for coating are gold, silver, aluminium, titanium, chromium, copper, iron and platinum Dielectric coatings – mainly for use in optical applications where layers can be single or multi-layered coatings up to 30 layers; common dielectric materials used are magnesium fluoride (MgF2), titanium dioxide (TiO2), aluminium oxide (Al2O3), silicon dioxide (SiO2), hafnium dioxide (HfO2), lithium fluoride (LiF), zinc sulfide (ZnS) and indium tin oxide (ITO) |  | Surface Analysis / Modification | https://en.wikipedia.org/wiki/Oxford |  |  |  | OPTEC_enquiries@physics.ox.ac.uk | [5 empty] | Department of Physics | Oxford Science Area |  |  | https://www.physics.ox.ac.uk/about-us/our-facilities-and-services/thin-film-facility
viral-vector-core-facility | facility | Viral Vector Core facility | The Viral Vector Core Facility (VVCF) has been producing recombinant viral vectors required by Oxford University Investigators for pre-clinical vaccine studies and other purposes for over a decade. The facility is also able to supply external academic and industrial collaborators subject to confirmation that there are no conflicts of interest with current research programmes. A major bottleneck in vector use and development has been the small number of scientists with access to expertise in generation of recombinant viral vectors. The purpose of the VVCF is to generate recombinant vectors in adequate yield and quality for pre-clinical and veterinary research. Our vectors have been used in a wide range of animal models including; mice, non-human primates, sheep, cattle / buffalo, chickens, elephants, goats, camels, rabbits, guinea pigs and rats. They are a small team of experienced and dedicated staff providing small to medium scale viral preparations of high quality at low cost. |  |  | https://en.wikipedia.org/wiki/Headington | Claire Powers |  |  | claire.powers@ndm.ox.ac.uk | [5 empty] | Pandemic Sciences Institute |  |  |  | https://www.psi.ox.ac.uk/about/research-facilities/viral-vector-core-facility
virus-screening-facility | facility | Virus Screening facility | The MRC WIMM Virus Screening Facility (VSF) provides a single point of call for lentivirus production and to facilitate lentiviral library creation aimed primarily at CRISPR/Cas9-based screening. We provide assistance in all aspects of lentiviral screening, from initial experimental design through to library design and validation. We can help in virus production and purification, setting up of suitable transduction protocols, and offer help in data retrieval and the initial steps of data analysis. |  | Virus Production | https://en.wikipedia.org/wiki/Headington | [9 empty] | Weatherall Institute of Molecular Medicine (WIMM) |  |  |  | https://www.imm.ox.ac.uk/research/facilities/virus-screening-facility
wellcome-centre-for-integrative-neuroimaging | facility | Wellcome Centre for Integrative Neuroimaging (WIN) | The Wellcome Centre for Integrative Neuroimaging (WIN), established in 2017, is a multi-disciplinary neuroimaging research facility. WIN aims to bridge the gap between laboratory neuroscience and human health, by performing multi-scale studies spanning from animal models through to human populations. Facilities include: 7 Tesla Human MRI Scanner - The 7 Tesla human MRI scanner was installed at FMRIB in 2011 and since then has been used to generate high resolution images of brain function and structure in many basic and clinical research studies. 3 Tesla Human MRI Scanners -The WIN's workhorse human MRI scanners are two modern 3 Tesla Siemens Prisma machines - one at OHBA, and one at FMRIB. Magnetoencpehalography (MEG) - The OHBA Magnetoencephalography system measures the magnetic signature of brain activity with millisecond precision. 3 Tesla Non-Human Primate MRI Scanner - Our dedicated non-human primate scanner allows us to carry out the same functional and structural MRI scans as are acquired on our human scanners. |  | Imaging | https://en.wikipedia.org/wiki/Headington |  |  |  | admin@win.ox.ac.uk | [5 empty] | Department of Clinical Neurosciences |  |  |  | https://www.win.ox.ac.uk/
wellcome-trust-palaeogenomics-and-bio-archaeology-research-network | facility | Wellcome Trust Palaeogenomics and Bio-Archaeology Research Network | Our group combines the resolution afforded by DNA sequences and fine-scale morphological variation with the time depth of archaeology and palaeontology. Establishing patterns of DNA and morphological variance through time and space using a range of bioinformatic approaches to enables us to address long-standing questions related to how, when, and where evolutionary processes (including domestication) took place that have led to the creation of the modern world. |  | Genetic Techniques | https://en.wikipedia.org/wiki/Oxford | Greg Larsen |  |  | greger.larson@arch.ox.ac.uk | Kristina Tabbada |  |  | kristina.tabbada@arch.ox.ac.uk |  | Archaeology | Oxford Science Area |  |  | https://www.palaeobarn.com/
wolfson-imaging-centre | facility | Wolfson Imaging Centre | The Wolfson Imaging Centre is an open access light microscopy core facility. Our facility includes a wide range of state-of-the-art widefield and confocal light microscopes suitable for imaging a variety of specimens. |  | Microscopy | https://en.wikipedia.org/wiki/Headington | Jana Koth |  |  | jana.koth@imm.ox.ac.uk | [5 empty] | Weatherall Institute of Molecular Medicine (WIMM) |  |  |  | https://www.imm.ox.ac.uk/research/facilities/wolfson-imaging-centre
x-ray-crystallography-facility | facility | X-ray Crystallography Facility | Chemical Crystallography is located in the basement of the Chemistry Research Laboratory and contains state-of-the-art single crystal X-ray diffractometers and equipment for sample crystallisation and preparation. The instrumentation consists of three Rigaku Oxford Diffraction systems, two dual wavelength SuperNova A systems with microfocus copper and molybdenum sources, and a dual wavelength, rotating anode Synergy DW. All instruments are fitted with Oxford Cryosystems’ Cryostreams enabling routine data collection in the range 80-500 K, facilities also available for exceptional data collections at high pressure and 30-300 K. There are also polarising microscopes, with a hot and cold stage, and digital video cameras. Training and support is provided by the facility staff and a commercial service is also available on request. |  | Crystallography / X-Ray Techniques | https://en.wikipedia.org/wiki/Oxford | Amber Thompson |  |  | amber.thompson@chem.ox.ac.uk | [5 empty] | Department of Chemistry | Oxford Science Area |  |  | http://www.xtl.ox.ac.uk/index.html